## motor bom tool
1-3-208 | 1 | 3 - ODP | 208 | 12 AWG | Conduit | 3/8" | 4.6 | 26-601 (EM3116T) | 3.2 | EM3116T - https://www.baldor.com/catalog/EM3116T | 143T | 6 | 22-379-01 (BFX1020) | 22-168 (OT16F3) | 22-328-01 (BF0910A02460) | 22-348-01 (RF380400) 2.5-4 | 22-114 (B300-2949-1) @208V | 50-801 (ACH580-01-04A6-2), (ACH580-01-124A-4) |  | 22-199 (GA016A) | 22-178 (OT16FT3) | BF0910A02460 - https://www.lovatoelectric.com/BF0910A02460/BF0910A02460/snp | RF380400 - https://www.lovatoelectric.com/RF380400/RF380400/snp | 3.6 | 3.3 | UNKNOWN | 22-379 (LADN20) | 22-328 (LC1D09B7) | 22-348 (LRD08-4.0) | 22-220 (A9-30-10-81) | 22-245 (TA25DU4.0) | 4 | S-Series, M-Series | Johnathan Solter May 17, 2023 10:26 AM | 1.4 (208V/3PH) |  | 1760 | 4015-0-361 | N/A | N/A | 22-663 (0.5x1.0) | 1 | 22-946 (Tan) | 4 | 22-202 (GA016C)
1-3-208-T | 1 | 3 - TEFC | 208 | 12 AWG | Conduit | 3/8" | 4.6 | 26-701 (EM3546T) | 3.1 | EM3546T - https://www.baldor.com/catalog/EM3546T | 143T | 6 | 22-379-01 (BFX1020) | 22-168 (OT16F3) | 22-328-01 (BF0910A02460) | 22-348-01 (RF380400) 2.5-4 | 22-114 (B300-2949-1) @208V | 50-801 (ACH580-01-04A6-2) |  | 22-199 (GA016A) | 22-178 (OT16FT3) | BF0910A02460 - https://www.lovatoelectric.com/BF0910A02460/BF0910A02460/snp | RF380400 - https://www.lovatoelectric.com/RF380400/RF380400/snp | 3.5 | 3.2 | UNKNOWN | 22-379 (LADN20) | 22-328 (LC1D09B7) | 22-348 (LRD08-4.0) | 22-220 (A9-30-10-81) | 22-245 (TA25DU4.0) | 3.875 | S-Series, M-Series | Johnathan Solter Sep 15, 2022 06:42 AM | 1.4 (208V/3PH) |  | 1760 | 4015-0-361 | N/A | N/A | 22-663 (0.5x1.0) | 1 | 22-946 (Tan) | 4 | 22-202 (GA016C)
1-3-230 | 1 | 3 - ODP | 230 | 12 AWG | Conduit | 3/8" | 4.2 | 26-601 (EM3116T) | 3 | EM3116T - https://www.baldor.com/catalog/EM3116T | 143T | 5.5 | 22-379-01 (BFX1020) | 22-168 (OT16F3) | 22-328-01 (BF0910A02460) | 22-348-01 (RF380400) 2.5-4 | 22-111 (B300-2948-1 @230V | 50-801 (ACH580-01-04A6-2) |  | 22-199 (GA016A) | 22-178 (OT16FT3) | BF0910A02460 - https://www.lovatoelectric.com/BF0910A02460/BF0910A02460/snp | RF380400 - https://www.lovatoelectric.com/RF380400/RF380400/snp | 3.3 | 3.1 | UNKNOWN | 22-379 (LADN20) | 22-328 (LC1D09B7) | 22-348 (LRD08-4.0) | 22-220 (A9-30-10-81) | 22-245 (TA25DU4.0) | 3.75 | S-Series, M-Series | Johnathan Solter Sep 15, 2022 06:42 AM | 1.3 (230V/3PH) |  | 1760 | 4015-0-361 | N/A | N/A | 22-663 (0.5x1.0) | 1 | 22-946 (Tan) | 4 | 22-202 (GA016C)
1-3-230-T | 1 | 3 - TEFC | 230 | 12 AWG | Conduit | 3/8" | 4.2 | 26-701 (EM3546T) | 3 | EM3546T - https://www.baldor.com/catalog/EM3546T | 143T | 5.5 | 22-379-01 (BFX1020) | 22-168 (OT16F3) | 22-328-01 (BF0910A02460) | 22-348-01 (RF380400) 2.5-4 | 22-111 (B300-2948-1 @230V | 50-801 (ACH580-01-04A6-2) |  | 22-199 (GA016A) | 22-178 (OT16FT3) | BF0910A02460 - https://www.lovatoelectric.com/BF0910A02460/BF0910A02460/snp | RF380400 - https://www.lovatoelectric.com/RF380400/RF380400/snp | 3.3 | 3.1 | UNKNOWN | 22-379 (LADN20) | 22-328 (LC1D09B7) | 22-348 (LRD08-4.0) | 22-220 (A9-30-10-81) | 22-245 (TA25DU4.0) | 3.75 | S-Series, M-Series | Johnathan Solter Sep 15, 2022 06:42 AM | 1.3 (230V/3PH) |  | 1760 | 4015-0-361 | N/A | N/A | 22-663 (0.5x1.0) | 1 | 22-946 (Tan) | 4 | 22-202 (GA016C)
1-3-460 | 1 | 3 - ODP | 460 | 12 AWG | Conduit | 3/8" | 2.1 | 26-601 (EM3116T) | 1.5 | EM3116T - https://www.baldor.com/catalog/EM3116T | 143T | 2.8 | 22-379-01 (BFX1020) | 22-168 (OT16F3) | 22-328-01 (BF0910A02460) | 22-347-01 (RF380250) 1.6-2.5 | 22-110 (B300-2935-1) @460V | 50-701 (ACH580-01-02A1-4) |  | 22-199 (GA016A) | 22-178 (OT16FT3) | BF0910A02460 - https://www.lovatoelectric.com/BF0910A02460/BF0910A02460/snp | RF380160 - https://www.lovatoelectric.com/RF380160/RF380160/snp | 1.7 | 1.6 | 23-701 (ACH550-UH-03A4-4) | 22-379 (LADN20) | 22-328 (LC1D09B7) | 22-346 (LRD06-1.7) | 22-220 (A9-30-10-81) | 22-265 (TA25DU1.8) | 1.875 | S-Series, M-Series | Johnathan Solter Sep 15, 2022 06:42 AM | 0.7 (460V/3PH) |  | 1760 | 4015-0-361 | N/A | N/A | 22-663 (0.5x1.0) | 1 | 22-946 (Tan) | 6 | 22-202 (GA016C)
1-3-460-T | 1 | 3 - TEFC | 460 | 12 AWG | Conduit | 3/8" | 2.1 | 26-701 (EM3546T) | 1.5 | EM3546T - https://www.baldor.com/catalog/EM3546T | 143T | 2.8 | 22-379-01 (BFX1020) | 22-168 (OT16F3) | 22-328-01 (BF0910A02460) | 22-347-01 (RF380250) 1.6-2.5 | 22-110 (B300-2935-1) @460V | 50-701 (ACH580-01-02A1-4) |  | 22-199 (GA016A) | 22-178 (OT16FT3) | BF0910A02460 - https://www.lovatoelectric.com/BF0910A02460/BF0910A02460/snp | RF380160 - https://www.lovatoelectric.com/RF380160/RF380160/snp | 1.7 | 1.6 | 23-701 (ACH550-UH-03A4-4) | 22-379 (LADN20) | 22-328 (LC1D09B7) | 22-346 (LRD06-1.7) | 22-220 (A9-30-10-81) | 22-265 (TA25DU1.8) | 1.875 | S-Series, M-Series | Johnathan Solter Sep 15, 2022 06:42 AM | 0.7 (460V/3PH) |  | 1760 | 4015-0-361 | N/A | N/A | 22-663 (0.5x1.0) | 1 | 22-946 (Tan) | 6 | 22-202 (GA016C)
1-3-575 | 1 | 3 - ODP | 575 | 12 AWG | Conduit | 3/8" | 1.7 | 26-801 (EM3116T-5) | 1.2 | EM3116T-5 - https://www.baldor.com/catalog/EM3116T-5 | 143T | 2.2 | 22-379-01 (BFX1020) | 22-168 (OT16F3) | 22-328-01 (BF0910A02460) | 22-346-01 (RF380160) 1-1.6 | 22-115 (B300-2950-1) @575V | UNKNOWN |  | 22-199 (GA016A) | 22-178 (OT16FT3) | BF0910A02460 - https://www.lovatoelectric.com/BF0910A02460/BF0910A02460/snp | RF380160 - https://www.lovatoelectric.com/RF380160/RF380160/snp | 1.4 | 1.3 | UNKNOWN | 22-379 (LADN20) | 22-328 (LC1D09B7) | 22-346 (LRD06-1.7) | 22-220 (A9-30-10-81) | 22-265 (TA25DU1.8) | 1.5 | S-Series, M-Series | Johnathan Solter Sep 15, 2022 06:42 AM | 0.5 (575V/3PH) |  | 1760 | 4015-0-366 | N/A | N/A | 22-663 (0.5x1.0) | 1 | 22-946 (Tan) | 3 | 22-202 (GA016C)
1-3-575-T | 1 | 3 - TEFC | 575 | 12 AWG | Conduit | 3/8" | 1.7 | 26-901 (EM3546T-5) | 1.2 | EM3546T-5 - https://www.baldor.com/catalog/EM3546T-5 | 143T | 2.2 | 22-379-01 (BFX1020) | 22-168 (OT16F3) | 22-328-01 (BF0910A02460) | 22-346-01 (RF380160) 1-1.6 | 22-115 (B300-2950-1) @575V | UNKNOWN |  | 22-199 (GA016A) | 22-178 (OT16FT3) | BF0910A02460 - https://www.lovatoelectric.com/BF0910A02460/BF0910A02460/snp | RF380160 - https://www.lovatoelectric.com/RF380160/RF380160/snp | 1.4 | 1.3 | UNKNOWN | 22-379 (LADN20) | 22-328 (LC1D09B7) | 22-346 (LRD06-1.7) | 22-220 (A9-30-10-81) | 22-265 (TA25DU1.8) | 1.5 | S-Series, M-Series | Johnathan Solter Sep 15, 2022 06:42 AM | 0.5 (575V/3PH) |  | 1760 | 4015-0-366 | N/A | N/A | 22-663 (0.5x1.0) | 1 | 22-946 (Tan) | 3 | 22-202 (GA016C)
1.5-3-208 | 1.5 | 3 - ODP | 208 | 12 AWG | 12 AWG Green | 1/2" | 6.6 |  | 5 | AOM3554T - https://www.baldor.com/catalog/AOM3554T | 145T | 8 | 22-379-01 (BFX1020) | 22-168 (OT16F3) | 22-328-01 (BF0910A02460) | 22-349-01 (RF380650) 4-6.5 | 22-114 (B300-2949-1) @208V | UNKNOWN |  | 22-199 (GA016A) | 22-178 (OT16FT3) | BF0910A02460 - https://www.lovatoelectric.com/BF0910A02460/BF0910A02460/snp |  | 5.5 | 5.2 | UNKNOWN | 22-379 (LADN20) | 22-328 (LC1D09B7) | 22-349 (LRD10-6.0) | 22-220 (A9-30-10-81) | 22-246 (TA25DU6.5) | 6.25 | E/ESC-Series | Johnathan Solter Sep 15, 2022 06:42 AM | 1.4 (208V/1PH) |  | 1735 | N/A | N/A | N/A | None | 0.875 | 22-946 (Tan) | 4 | 22-202 (GA016C)
1.5-3-230 | 1.5 | 3 - ODP | 230 | 12 AWG | 12 AWG Green | 1/2" | 6 |  | 4.6 | AOM3554T - https://www.baldor.com/catalog/AOM3554T | 145T | 7.3 | 22-379-01 (BFX1020) | 22-168 (OT16F3) | 22-328-01 (BF0910A02460) | 22-349-01 (RF380650) 4-6.5 | 22-111 (B300-2948-1 @230V | UNKNOWN |  | 22-199 (GA016A) | 22-178 (OT16FT3) | BF0910A02460 - https://www.lovatoelectric.com/BF0910A02460/BF0910A02460/snp |  | 5.1 | 4.8 | UNKNOWN | 22-379 (LADN20) | 22-328 (LC1D09B7) | 22-349 (LRD10-6.0) | 22-220 (A9-30-10-81) | 22-246 (TA25DU6.5) | 5.75 | E/ESC-Series | Johnathan Solter Sep 15, 2022 06:42 AM | 1.3 (230V/1PH) |  | 1735 | N/A | N/A | N/A | None | 0.875 | 22-946 (Tan) | 4 | 22-202 (GA016C)
1.5-3-460 | 1.5 | 3 - ODP | 460 | 12 AWG | 12 AWG Green | 1/2" | 3 |  | 2.3 | AOM3554T - https://www.baldor.com/catalog/AOM3554T | 145T | 3.7 | 22-379-01 (BFX1020) | 22-168 (OT16F3) | 22-328-01 (BF0910A02460) | 22-348-01 (RF380400) 2.5-4 | 22-110 (B300-2935-1) @460V | UNKNOWN | OT16F3 - https://new.abb.com/products/1SCA104811R1001/ot16f3 | 22-199 (GA016A) | 22-178 (OT16FT3) | BF0910A02460 - https://www.lovatoelectric.com/BF0910A02460/BF0910A02460/snp | RF380400 - https://www.lovatoelectric.com/RF380400/RF380400/snp | 2.6 | 2.4 | UNKNOWN | 22-379 (LADN20) | 22-328 (LC1D09B7) | 22-348 (LRD08-4.0) | 22-220 (A9-30-10-81) | 22-279 (TA25DU3.1) | 2.875 | E/ESC-Series | Johnathan Solter Sep 15, 2022 06:42 AM | 0.7 (460V/3PH) |  | 1735 | N/A | N/A | N/A | None | 0.875 | 22-946 (Tan) | 6 | 22-202 (GA016C)
2-3-208 | 2 | 3 - ODP | 208 | 12 AWG | Conduit | 3/8" | 7.5 | 26-602 (EM3157T) | 5.8 | EM3157T - https://www.baldor.com/catalog/EM3157T | 145T | 8.9 | 22-379-01 (BFX1020) | 22-168 (OT16F3) | 22-328-01 (BF0910A02460) | 22-351-01 (RF381000) 6.3-10 | 22-114 (B300-2949-1) @208V | 50-802 (ACH580-01-07A5-2) |  | 22-199 (GA016A) | 22-178 (OT16FT3) | BF0910A02460 - https://www.lovatoelectric.com/BF0910A02460/BF0910A02460/snp | RF381000 - https://www.lovatoelectric.com/RF381000/RF381000/snp | 6.4 | 6 | 23-802 (ACH550-UH-07A5-2) | 22-379 (LADN20) | 22-328 (LC1D09B7) | 22-350 (LRD12-8.0) | 22-220 (A9-30-10-81) | 22-246 (TA25DU6.5) | 7.25 | S-Series, M-Series | Johnathan Solter Sep 15, 2022 06:42 AM | 1.4 (208V/3PH) |  | 1750 | 4015-0-361 | N/A | N/A | 22-663 (0.5x1.0) | 1 | 22-946 (Tan) | 4 | 22-202 (GA016C)
2-3-208-T | 2 | 3 - TEFC | 208 | 12 AWG | Conduit | 3/8" | 7.6 | 26-702 (EM3558T) | 6.6 | EM3558T - https://www.baldor.com/catalog/EM3558T | 145T | 9 | 22-379-01 (BFX1020) | 22-168 (OT16F3) | 22-328-01 (BF0910A02460) | 22-351-01 (RF381000) 6.3-10 | 22-114 (B300-2949-1) @208V | 50-802 (ACH580-01-07A5-2) |  | 22-199 (GA016A) | 22-178 (OT16FT3) | BF0910A02460 - https://www.lovatoelectric.com/BF0910A02460/BF0910A02460/snp | RF381000 - https://www.lovatoelectric.com/RF381000/RF381000/snp | 7.3 | 6.8 | 23-802 (ACH550-UH-07A5-2) | 22-379 (LADN20) | 22-328 (LC1D09B7) | 22-350 (LRD12-8.0) | 22-220 (A9-30-10-81) | 22-246 (TA25DU6.5) | 8.25 | S-Series, M-Series | Johnathan Solter Sep 15, 2022 06:42 AM | 1.4 (208V/3PH) |  | 1755 | 4015-0-361 | 4015-0-350 | N/A | 22-663 (0.5x1.0) | 1 | 22-946 (Tan) | 4 | 22-202 (GA016C)
2-3-230 | 2 | 3 - ODP | 230 | 12 AWG | Conduit | 3/8" | 6.8 | 26-602 (EM3157T) | 5.8 | EM3157T - https://www.baldor.com/catalog/EM3157T | 145T | 8.1 | 22-379-01 (BFX1020) | 22-168 (OT16F3) | 22-328-01 (BF0910A02460) | 22-351-01 (RF381000) 6.3-10 | 22-111 (B300-2948-1 @230V | 50-803 (ACH580-01-10A6-2) |  | 22-199 (GA016A) | 22-178 (OT16FT3) | BF0910A02460 - https://www.lovatoelectric.com/BF0910A02460/BF0910A02460/snp | RF381000 - https://www.lovatoelectric.com/RF381000/RF381000/snp | 6.4 | 6 | 23-803 (ACH550-UH-07A5-3) | 22-379 (LADN20) | 22-328 (LC1D09B7) | 22-350 (LRD12-8.0) | 22-220 (A9-30-10-81) | 22-246 (TA25DU6.5) | 7.25 | S-Series, M-Series | Johnathan Solter Sep 15, 2022 06:42 AM | 1.3 (230V/3PH) |  | 1750 | 4015-0-361 | 4015-0-350 | N/A | 22-663 (0.5x1.0) | 1 | 22-946 (Tan) | 4 | 22-202 (GA016C)
2-3-230-T | 2 | 3 - TEFC | 230 | 12 AWG | Conduit | 3/8" | 6.8 | 26-702 (EM3558T) | 5.8 | EM3558T - https://www.baldor.com/catalog/EM3558T | 145T | 8.1 | 22-379-01 (BFX1020) | 22-168 (OT16F3) | 22-328-01 (BF0910A02460) | 22-351-01 (RF381000) 6.3-10 | 22-111 (B300-2948-1 @230V | 50-803 (ACH580-01-10A6-2) |  | 22-199 (GA016A) | 22-178 (OT16FT3) | BF0910A02460 - https://www.lovatoelectric.com/BF0910A02460/BF0910A02460/snp | RF381000 - https://www.lovatoelectric.com/RF381000/RF381000/snp | 6.4 | 6 | 23-803 (ACH550-UH-07A5-3) | 22-379 (LADN20) | 22-328 (LC1D09B7) | 22-350 (LRD12-8.0) | 22-220 (A9-30-10-81) | 22-246 (TA25DU6.5) | 7.25 | S-Series, M-Series | Johnathan Solter Sep 15, 2022 06:42 AM | 1.3 (230V/3PH) |  | 1755 | 4015-0-361 | 4015-0-350 | N/A | 22-663 (0.5x1.0) | 1 | 22-946 (Tan) | 4 | 22-202 (GA016C)
2-3-460 | 2 | 3 - ODP | 460 | 12 AWG | Conduit | 3/8" | 3.4 | 26-602 (EM3157T) | 2.9 | EM3157T - https://www.baldor.com/catalog/EM3157T | 145T | 4.1 | 22-379-01 (BFX1020) | 22-168 (OT16F3) | 22-328-01 (BF0910A02460) | 22-348-01 (RF380400) 2.5-4 | 22-110 (B300-2935-1) @460V | 50-702 (ACH580-01-03A5-4) |  | 22-199 (GA016A) | 22-178 (OT16FT3) | BF0910A02460 - https://www.lovatoelectric.com/BF0910A02460/BF0910A02460/snp | RF380400 - https://www.lovatoelectric.com/RF380400/RF380400/snp | 3.2 | 3 | 23-702 (ACH550-UH-04A1-4) | 22-379 (LADN20) | 22-328 (LC1D09B7) | 22-348 (LRD08-4.0) | 22-220 (A9-30-10-81) | 22-245 (TA25DU4.0) | 3.625 | S-Series, M-Series | Johnathan Solter Sep 15, 2022 06:42 AM | 0.7 (460V/3PH) |  | 1750 | 4015-0-361 | 4015-0-350 | N/A | 22-663 (0.5x1.0) | 1 | 22-946 (Tan) | 6 | 22-202 (GA016C)
2-3-460-T | 2 | 3 - TEFC | 460 | 12 AWG | Conduit | 3/8" | 3.4 | 26-702 (EM3558T) | 2.9 | EM3558T - https://www.baldor.com/catalog/EM3558T | 145T | 4.1 | 22-379-01 (BFX1020) | 22-168 (OT16F3) | 22-328-01 (BF0910A02460) | 22-348-01 (RF380400) 2.5-4 | 22-110 (B300-2935-1) @460V | 50-702 (ACH580-01-03A5-4) |  | 22-199 (GA016A) | 22-178 (OT16FT3) | BF0910A02460 - https://www.lovatoelectric.com/BF0910A02460/BF0910A02460/snp | RF380400 - https://www.lovatoelectric.com/RF380400/RF380400/snp | 3.2 | 3 | 23-702 (ACH550-UH-04A1-4) | 22-379 (LADN20) | 22-328 (LC1D09B7) | 22-348 (LRD08-4.0) | 22-220 (A9-30-10-81) | 22-245 (TA25DU4.0) | 3.625 | S-Series, M-Series | Johnathan Solter Sep 15, 2022 06:42 AM | 0.7 (460V/3PH) |  | 1755 | 4015-0-361 | 4015-0-350 | N/A | 22-663 (0.5x1.0) | 1 | 22-946 (Tan) | 6 | 22-202 (GA016C)
2-3-575 | 2 | 3 - ODP | 575 | 12 AWG | Conduit | 3/8" | 2.7 | 26-802 (EM3157T-5) | 2.3 | EM3157T-5 - https://www.baldor.com/catalog/EM3157T-5 | 145T | 3.2 | 22-379-01 (BFX1020) | 22-168 (OT16F3) | 22-328-01 (BF0910A02460) | 22-348-01 (RF380400) 2.5-4 | 22-115 (B300-2950-1) @575V | 50-502 (ACH580-01-02A7-6) |  | 22-199 (GA016A) | 22-178 (OT16FT3) | BF0910A02460 - https://www.lovatoelectric.com/BF0910A02460/BF0910A02460/snp | RF380400 - https://www.lovatoelectric.com/RF380400/RF380400/snp | 2.6 | 2.4 | UNKNOWN | 22-379 (LADN20) | 22-328 (LC1D09B7) | 22-347 (LRD07-2.5) | 22-220 (A9-30-10-81) | 22-279 (TA25DU3.1) | 2.875 | S-Series, M-Series | Johnathan Solter Sep 15, 2022 06:42 AM | 0.5 (575V/3PH) |  | 1750 | 4015-0-366 | 4015-0-360 | N/A | 22-663 (0.5x1.0) | 1 | 22-946 (Tan) | 3 | 22-202 (GA016C)
2-3-575-T | 2 | 3 - TEFC | 575 | 12 AWG | Conduit | 3/8" | 2.7 | 26-902 (EM3558T-5) | 2.3 | EM3558T-5 - https://www.baldor.com/catalog/EM3558T-5 | 145T | 3.2 | 22-379-01 (BFX1020) | 22-168 (OT16F3) | 22-328-01 (BF0910A02460) | 22-348-01 (RF380400) 2.5-4 | 22-115 (B300-2950-1) @575V | UNKNOWN |  | 22-199 (GA016A) | 22-178 (OT16FT3) | BF0910A02460 - https://www.lovatoelectric.com/BF0910A02460/BF0910A02460/snp | RF380400 - https://www.lovatoelectric.com/RF380400/RF380400/snp | 2.6 | 2.4 | UNKNOWN | 22-379 (LADN20) | 22-328 (LC1D09B7) | 22-347 (LRD07-2.5) | 22-220 (A9-30-10-81) | 22-279 (TA25DU3.1) | 2.875 | S-Series, M-Series | Johnathan Solter Sep 15, 2022 06:43 AM | 0.5 (575V/3PH) |  | 1755 | 4015-0-366 | 4015-0-360 | N/A | 22-663 (0.5x1.0) | 1 | 22-946 (Tan) | 3 | 22-202 (GA016C)
3-3-208 | 3 | 3 - ODP | 208 | 12 AWG | Conduit | 3/8" | 10.6 | 26-603 (EM3211T) | 8.5 | EM3211T - https://www.baldor.com/catalog/EM3211T | 182T | 12 | 22-379-01 (BFX1020) | 22-168 (OT16F3) | 22-329-01 (BF1210A02460) | 22-351-01 (RF381000) 6.3-10 | 22-114 (B300-2949-1) @208V | 50-803 (ACH580-01-10A6-2) |  | 22-199 (GA016A) | 22-178 (OT16FT3) | BF1210A02460 - https://www.lovatoelectric.com/BF1210A02460/BF1210A02460/snp | RF381000 - https://www.lovatoelectric.com/RF381000/RF381000/snp | 9.4 | 8.8 | 23-803 (ACH550-UH-012A-2) | 22-379 (LADN20) | 22-329 (LC1D12B7) | 22-351 (LRD14-10.0) | 22-221 (A12-30-10-81) | 22-248 (TA25DU11) | 10.625 | S-Series, M-Series | Johnathan Solter Sep 15, 2022 06:43 AM | 1.4 (208V/3PH) |  | 1765 | 4015-0-361 | 4015-0-350 | N/A | 22-663 (0.5x1.0) | 1 | 22-946 (Tan) | 4 | 22-202 (GA016C)
3-3-208-T | 3 | 3 - TEFC | 208 | 12 AWG | Conduit | 3/8" | 10.6 | 26-703 (EM3611T) | 9 | EM3611T - https://www.baldor.com/catalog/EM3611T | 182T | 12 | 22-379-01 (BFX1020) | 22-168 (OT16F3) | 22-329-01 (BF1210A02460) | 22-352-01 (RF381400) 9-14 | 22-114 (B300-2949-1) @208V | 50-803 (ACH580-01-10A6-2) |  | 22-199 (GA016A) | 22-178 (OT16FT3) | BF1210A02460 - https://www.lovatoelectric.com/BF1210A02460/BF1210A02460/snp | RF381000 - https://www.lovatoelectric.com/RF381000/RF381000/snp | 9.9 | 9.3 | 23-803 (ACH550-UH-012A-2) | 22-379 (LADN20) | 22-329 (LC1D12B7) | 22-351 (LRD14-10.0) | 22-221 (A12-30-10-81) | 22-248 (TA25DU11) | 11.25 | S-Series, M-Series | Johnathan Solter Sep 15, 2022 06:43 AM | 1.4 (208V/3PH) |  | 1760 | 4015-0-361 | 4015-0-350 | N/A | 22-663 (0.5x1.0) | 1 | 22-946 (Tan) | 4 | 22-202 (GA016C)
3-3-230 | 3 | 3 - ODP | 230 | 12 AWG | Conduit | 3/8" | 9.6 | 26-603 (EM3211T) | 8.4 | EM3211T - https://www.baldor.com/catalog/EM3211T | 182T | 10.9 | 22-379-01 (BFX1020) | 22-168 (OT16F3) | 22-329-01 (BF1210A02460) | 22-351-01 (RF381000) 6.3-10 | 22-111 (B300-2948-1 @230V | 50-803 (ACH580-01-10A6-2) |  | 22-199 (GA016A) | 22-178 (OT16FT3) | BF1210A02460 - https://www.lovatoelectric.com/BF1210A02460/BF1210A02460/snp | RF381000 - https://www.lovatoelectric.com/RF381000/RF381000/snp | 9.3 | 8.7 | 23-804 (ACH550-UH-012A-3) | 22-379 (LADN20) | 22-329 (LC1D12B7) | 22-351 (LRD14-10.0) | 22-221 (A12-30-10-81) | 22-248 (TA25DU11) | 10.5 | S-Series, M-Series | Johnathan Solter Sep 15, 2022 06:43 AM | 1.3 (230V/3PH) |  | 1765 | 4015-0-361 | 4015-0-350 | N/A | 22-663 (0.5x1.0) | 1 | 22-946 (Tan) | 4 | 22-202 (GA016C)
3-3-230-T | 3 | 3 - TEFC | 230 | 12 AWG | Conduit | 3/8" | 9.6 | 26-703 (EM3611T) | 8.4 | EM3611T - https://www.baldor.com/catalog/EM3611T | 182T | 10.9 | 22-379-01 (BFX1020) | 22-168 (OT16F3) | 22-329-01 (BF1210A02460) | 22-351-01 (RF381000) 6.3-10 | 22-111 (B300-2948-1 @230V | 50-803 (ACH580-01-10A6-2) |  | 22-199 (GA016A) | 22-178 (OT16FT3) | BF1210A02460 - https://www.lovatoelectric.com/BF1210A02460/BF1210A02460/snp | RF381000 - https://www.lovatoelectric.com/RF381000/RF381000/snp | 9.3 | 8.7 | 23-804 (ACH550-UH-012A-3) | 22-379 (LADN20) | 22-329 (LC1D12B7) | 22-351 (LRD14-10.0) | 22-221 (A12-30-10-81) | 22-248 (TA25DU11) | 10.5 | S-Series, M-Series | Johnathan Solter Sep 15, 2022 06:43 AM | 1.3 (230V/3PH) |  | 1760 | 4015-0-361 | 4015-0-350 | N/A | 22-663 (0.5x1.0) | 1 | 22-946 (Tan) | 4 | 22-202 (GA016C)
3-3-460 | 3 | 3 - ODP | 460 | 12 AWG | Conduit | 3/8" | 4.8 | 26-603 (EM3211T) | 4.2 | EM3211T - https://www.baldor.com/catalog/EM3211T | 182T | 5.5 | 22-379-01 (BFX1020) | 22-168 (OT16F3) | 22-328-01 (BF0910A02460) | 22-349-01 (RF380650) 4-6.5 | 22-110 (B300-2935-1) @460V | 50-703 (ACH580-01-04A8-4) |  | 22-199 (GA016A) | 22-178 (OT16FT3) | BF0910A02460 - https://www.lovatoelectric.com/BF0910A02460/BF0910A02460/snp | RF380650 - https://www.lovatoelectric.com/RF380650/RF380650/snp | 4.7 | 4.4 | 23-703 (ACH550-UH-06A9-4) | 22-379 (LADN20) | 22-328 (LC1D09B7) | 22-349 (LRD10-6.0) | 22-220 (A9-30-10-81) | 22-263 (TA25DU5.0) | 5.25 | S-Series, M-Series | Johnathan Solter Sep 15, 2022 06:43 AM | 0.7 (460V/3PH) |  | 1765 | 4015-0-361 | 4015-0-350 | N/A | 22-663 (0.5x1.0) | 1 | 22-946 (Tan) | 6 | 22-202 (GA016C)
3-3-460-T | 3 | 3 - TEFC | 460 | 12 AWG | Conduit | 3/8" | 4.8 | 26-703 (EM3611T) | 4.2 | EM3611T - https://www.baldor.com/catalog/EM3611T | 182T | 5.5 | 22-379-01 (BFX1020) | 22-168 (OT16F3) | 22-328-01 (BF0910A02460) | 22-349-01 (RF380650) 4-6.5 | 22-110 (B300-2935-1) @460V | 50-703 (ACH580-01-04A8-4) |  | 22-199 (GA016A) | 22-178 (OT16FT3) | BF0910A02460 - https://www.lovatoelectric.com/BF0910A02460/BF0910A02460/snp | RF380650 - https://www.lovatoelectric.com/RF380650/RF380650/snp | 4.7 | 4.4 | 23-703 (ACH550-UH-06A9-4) | 22-379 (LADN20) | 22-328 (LC1D09B7) | 22-349 (LRD10-6.0) | 22-220 (A9-30-10-81) | 22-263 (TA25DU5.0) | 5.25 | S-Series, M-Series | Johnathan Solter Sep 15, 2022 06:43 AM | 0.7 (460V/3PH) |  | 1760 | 4015-0-361 | 4015-0-350 | N/A | 22-663 (0.5x1.0) | 1 | 22-946 (Tan) | 6 | 22-202 (GA016C)
3-3-575 | 3 | 3 - ODP | 575 | 12 AWG | Conduit | 3/8" | 3.9 | 26-803 (EM3211T-5) | 3.4 | EM3211T-5 - https://www.baldor.com/catalog/EM3211T-5 | 182T | 4.4 | 22-379-01 (BFX1020) | 22-168 (OT16F3) | 22-328-01 (BF0910A02460) | 22-348-01 (RF380400) 2.5-4 | 22-115 (B300-2950-1) @575V | 50-503 (ACH580-01-03A9-6) |  | 22-199 (GA016A) | 22-178 (OT16FT3) | BF0910A02460 - https://www.lovatoelectric.com/BF0910A02460/BF0910A02460/snp | RF380400 - https://www.lovatoelectric.com/RF380400/RF380400/snp | 3.8 | 3.6 | 23-553 (ACH550-UH-03A9-6) | 22-379 (LADN20) | 22-328 (LC1D09B7) | 22-348 (LRD08-4.0) | 22-220 (A9-30-10-81) | 22-245 (TA25DU4.0) | 4.25 | S-Series, M-Series | Johnathan Solter Sep 15, 2022 06:43 AM | 0.5 (575V/3PH) |  | 1765 | 4015-0-366 | 4015-0-360 | N/A | 22-663 (0.5x1.0) | 1 | 22-946 (Tan) | 3 | 22-202 (GA016C)
3-3-575-T | 3 | 3 - TEFC | 575 | 12 AWG | Conduit | 3/8" | 3.9 | 26-903 (EM3611T-5) | 3.3 | EM3611T-5 - https://www.baldor.com/catalog/EM3611T-5 | 182T | 4.4 | 22-379-01 (BFX1020) | 22-168 (OT16F3) | 22-328-01 (BF0910A02460) | 22-348-01 (RF380400) 2.5-4 | 22-115 (B300-2950-1) @575V | UNKNOWN |  | 22-199 (GA016A) | 22-178 (OT16FT3) | BF0910A02460 - https://www.lovatoelectric.com/BF0910A02460/BF0910A02460/snp | RF380400 - https://www.lovatoelectric.com/RF380400/RF380400/snp | 3.7 | 3.4 | 23-553 (ACH550-UH-03A9-6) | 22-379 (LADN20) | 22-328 (LC1D09B7) | 22-348 (LRD08-4.0) | 22-220 (A9-30-10-81) | 22-245 (TA25DU4.0) | 4.125 | S-Series, M-Series | Johnathan Solter Sep 15, 2022 06:43 AM | 0.5 (575V/3PH) |  | 1760 | 4015-0-366 | 4015-0-360 | N/A | 22-663 (0.5x1.0) | 1 | 22-946 (Tan) | 3 | 22-202 (GA016C)
3-3-380 | 3 | 3 - ODP | 380 | 12 AWG |  |  |  | 26-383 (EM3211T-57) | 4.9 | EM3211T-57 - https://www.baldor.com/catalog/EM3211T-57 |  |  | 22-379-01 (BFX1020) | 22-168 (OT16F3) | 22-328-01 (BF0910A02460) | 22-349-01 (RF380650) 4-6.5 |  |  |  | 22-199 (GA016A) | N/A |  |  | 5.4 | 5.1 |  | 22-379 (LADN20) | 22-328 (LC1D09B7) | 22-349 (LRD10-6.0) | 22-220 (A9-30-10-81) | 22-246 (TA25DU6.5) | 6.125 |  | Jim Melchers Oct 21, 2022 01:24 PM |  |  |  | 4015-0-361 | 4015-0-350 | N/A | TBD |  | 22-946 (Tan) |  | N/A
5-3-208 | 5 | 3 - ODP | 208 | 12 AWG | 10 AWG Green | 1/2" | 16.7 | 26-605 (EM3218T) | 14 | EM3218T - https://www.baldor.com/catalog/EM3218T | 184T | 18.1 | 22-379-01 (BFX1020) | 22-169 (OT40F3) | 22-330-01 (BF1810A02460) | 22-353-01 (RF381800) 13-18 | 22-114 (B300-2949-1) @208V | 50-805 (ACH580-01-017A-2) | OT40F3 - https://new.abb.com/products/1SCA104902R1001/ot40f3 | 22-213 (GA040A) | 22-172 (OT40FT3) | BF1810A02460 - https://www.lovatoelectric.com/BF1810A02460/BF1810A02460/snp | RF381800 - https://www.lovatoelectric.com/RF381800/RF381800/snp | 15.5 | 14.5 | 23-805 (ACH550-UH-017A-2) | 22-379 (LADN20) | 22-330 (LC1D18B7) | 22-353 (LRD21-18.0) | 22-222 (A16-30-10-81) | 22-249 (TA25DU19) | 17.5 | S-Series, M-Series | Johnathan Solter Sep 15, 2022 06:43 AM | 1.4 (208V/3PH) |  | 1750 | N/A | 4015-0-352 | 4015-0-354 | 22-663 (0.5x1.0) | 1 | 22-946 (Tan) | 4 | 22-284 (GA040C)
5-3-208-T | 5 | 3 - TEFC | 208 | 12 AWG | 10 AWG Green | 1/2" | 16.7 | 26-705 (EM3615T) | 14 | EM3615T - https://www.baldor.com/catalog/EM3615T | 184T | 18.1 | 22-379-01 (BFX1020) | 22-169 (OT40F3) | 22-330-01 (BF1810A02460) | 22-353-01 (RF381800) 13-18 | 22-114 (B300-2949-1) @208V | 50-805 (ACH580-01-017A-2) |  | 22-213 (GA040A) | 22-172 (OT40FT3) | BF1810A02460 - https://www.lovatoelectric.com/BF1810A02460/BF1810A02460/snp | RF381800 - https://www.lovatoelectric.com/RF381800/RF381800/snp | 15.5 | 14.5 | 23-805 (ACH550-UH-017A-2) | 22-379 (LADN20) | 22-330 (LC1D18B7) | 22-353 (LRD21-18.0) | 22-222 (A16-30-10-81) | 22-249 (TA25DU19) | 17.5 | S-Series, M-Series | Johnathan Solter Sep 15, 2022 06:43 AM | 1.4 (208V/3PH) |  | 1755 | N/A | 4015-0-352 | 4015-0-354 | 22-663 (0.5x1.0) | 1 | 22-946 (Tan) | 4 | 22-284 (GA040C)
5-3-230 | 5 | 3 - ODP | 230 | 12 AWG | 10 AWG Green | 1/2" | 15.2 | 26-605 (EM3218T) | 13.2 | EM3218T - https://www.baldor.com/catalog/EM3218T | 184T | 16.5 | 22-379-01 (BFX1020) | 22-169 (OT40F3) | 22-330-01 (BF1810A02460) | 22-353-01 (RF381800) 13-18 | 22-111 (B300-2948-1 @230V | 50-805 (ACH580-01-017A-2) |  | 22-213 (GA040A) | 22-172 (OT40FT3) | BF1810A02460 - https://www.lovatoelectric.com/BF1810A02460/BF1810A02460/snp | RF381800 - https://www.lovatoelectric.com/RF381800/RF381800/snp | 14.6 | 13.6 | 23-806 (ACH550-UH-017A-3) | 22-379 (LADN20) | 22-330 (LC1D18B7) | 22-353 (LRD21-18.0) | 22-222 (A16-30-10-81) | 22-249 (TA25DU19) | 16.5 | S-Series, M-Series | Johnathan Solter Sep 15, 2022 06:43 AM | 1.3 (230V/3PH) |  | 1750 | N/A | 4015-0-352 | 4015-0-354 | 22-663 (0.5x1.0) | 1 | 22-946 (Tan) | 4 | 22-284 (GA040C)
5-3-230-T | 5 | 3 - TEFC | 230 | 12 AWG | 10 AWG Green | 1/2" | 15.2 | 26-705 (EM3615T) | 13.4 | EM3615T - https://www.baldor.com/catalog/EM3615T | 184T | 16.5 | 22-379-01 (BFX1020) | 22-169 (OT40F3) | 22-330-01 (BF1810A02460) | 22-353-01 (RF381800) 13-18 | 22-111 (B300-2948-1 @230V | 50-805 (ACH580-01-017A-2) |  | 22-213 (GA040A) | 22-172 (OT40FT3) | BF1810A02460 - https://www.lovatoelectric.com/BF1810A02460/BF1810A02460/snp | RF381800 - https://www.lovatoelectric.com/RF381800/RF381800/snp | 14.8 | 13.9 | 23-806 (ACH550-UH-017A-3) | 22-379 (LADN20) | 22-330 (LC1D18B7) | 22-353 (LRD21-18.0) | 22-222 (A16-30-10-81) | 22-249 (TA25DU19) | 16.75 | S-Series, M-Series | Johnathan Solter Sep 15, 2022 06:43 AM | 1.3 (230V/3PH) |  | 1755 | N/A | 4015-0-352 | 4015-0-354 | 22-663 (0.5x1.0) | 1 | 22-946 (Tan) | 4 | 22-284 (GA040C)
5-3-460 | 5 | 3 - ODP | 460 | 12 AWG | Conduit | 3/8" | 7.6 | 26-605 (EM3218T) | 6.6 | EM3218T - https://www.baldor.com/catalog/EM3218T | 184T | 8.3 | 22-379-01 (BFX1020) | 22-168 (OT16F3) | 22-328-01 (BF0910A02460) | 22-351-01 (RF381000) 6.3-10 | 22-110 (B300-2935-1) @460V | 50-705 (ACH580-01-07A6-4) |  | 22-199 (GA016A) | 22-178 (OT16FT3) | BF0910A02460 - https://www.lovatoelectric.com/BF0910A02460/BF0910A02460/snp | RF381000 - https://www.lovatoelectric.com/RF381000/RF381000/snp | 7.3 | 6.8 | 23-705 (ACH550-UH-08A8-4) | 22-379 (LADN20) | 22-328 (LC1D09B7) | 22-350 (LRD12-8.0) | 22-220 (A9-30-10-81) | 22-247 (TA25DU8.5) | 8.25 | S-Series, M-Series | Johnathan Solter Sep 15, 2022 06:43 AM | 0.7 (460V/3PH) |  | 1750 | N/A | 4015-0-350 | 4015-0-353 | 22-663 (0.5x1.0) | 1 | 22-946 (Tan) | 6 | 22-202 (GA016C)
5-3-460-T | 5 | 3 - TEFC | 460 | 12 AWG | Conduit | 3/8" | 7.6 | 26-705 (EM3615T) | 6.7 | EM3615T - https://www.baldor.com/catalog/EM3615T | 184T | 8.3 | 22-379-01 (BFX1020) | 22-168 (OT16F3) | 22-328-01 (BF0910A02460) | 22-351-01 (RF381000) 6.3-10 | 22-110 (B300-2935-1) @460V | 50-705 (ACH580-01-07A6-4) |  | 22-199 (GA016A) | 22-178 (OT16FT3) | BF0910A02460 - https://www.lovatoelectric.com/BF0910A02460/BF0910A02460/snp | RF381000 - https://www.lovatoelectric.com/RF381000/RF381000/snp | 7.4 | 7 | 23-705 (ACH550-UH-08A8-4) | 22-379 (LADN20) | 22-328 (LC1D09B7) | 22-350 (LRD12-8.0) | 22-220 (A9-30-10-81) | 22-247 (TA25DU8.5) | 8.375 | S-Series, M-Series | Johnathan Solter Sep 15, 2022 06:42 AM | 0.7 (460V/3PH) |  | 1755 | N/A | 4015-0-350 | 4015-0-353 | 22-663 (0.5x1.0) | 1 | 22-946 (Tan) | 6 | 22-202 (GA016C)
5-3-575 | 5 | 3 - ODP | 575 | 12 AWG | Conduit | 3/8" | 6.1 | 26-805 (EM3218T-5) | 5.3 | EM3218T-5 - https://www.baldor.com/catalog/EM3218T-5 | 184T | 6.6 | 22-379-01 (BFX1020) | 22-168 (OT16F3) | 22-328-01 (BF0910A02460) | 22-349-01 (RF380650) 4-6.5 | 22-115 (B300-2950-1) @575V | 50-505 (ACH580-01-06A1-6) |  | 22-199 (GA016A) | 22-178 (OT16FT3) | BF0910A02460 - https://www.lovatoelectric.com/BF0910A02460/BF0910A02460/snp | RF380650 - https://www.lovatoelectric.com/RF380650/RF380650/snp | 5.9 | 5.5 | 23-557 (ACH550-UH-06A1-6) | 22-379 (LADN20) | 22-328 (LC1D09B7) | 22-350 (LRD12-8.0) | 22-220 (A9-30-10-81) | 22-246 (TA25DU6.5) | 6.625 | S-Series, M-Series | Johnathan Solter Sep 15, 2022 06:43 AM | 0.5 (575V/3PH) |  | 1750 | N/A | 4015-0-360 | 4015-0-363 | 22-663 (0.5x1.0) | 1 | 22-946 (Tan) | 3 | 22-202 (GA016C)
5-3-575-T | 5 | 3 - TEFC | 575 | 12 AWG | Conduit | 3/8" | 6.1 | 26-905 (EM3615T-5) | 5.3 | EM3615T-5 - https://www.baldor.com/catalog/EM3615T-5 | 184T | 6.6 | 22-379-01 (BFX1020) | 22-168 (OT16F3) | 22-328-01 (BF0910A02460) | 22-349-01 (RF380650) 4-6.5 | 22-115 (B300-2950-1) @575V | UNKNOWN |  | 22-199 (GA016A) | 22-178 (OT16FT3) | BF0910A02460 - https://www.lovatoelectric.com/BF0910A02460/BF0910A02460/snp | RF380650 - https://www.lovatoelectric.com/RF380650/RF380650/snp | 5.9 | 5.5 | 23-557 (ACH550-UH-06A1-6) | 22-379 (LADN20) | 22-328 (LC1D09B7) | 22-350 (LRD12-8.0) | 22-220 (A9-30-10-81) | 22-246 (TA25DU6.5) | 6.625 | S-Series, M-Series | Johnathan Solter Sep 15, 2022 06:42 AM | 0.5 (575V/3PH) |  | 1750 | N/A | 4015-0-360 | 4015-0-363 | 22-663 (0.5x1.0) | 1 | 22-946 (Tan) | 3 | 22-202 (GA016C)
7.5-3-208 | 7.5 | 3 - ODP | 208 | 10 AWG | 10 AWG Green | 1/2" | 24.2 | 26-607 (EM3311T) | 20.6 | EM3311T - https://www.baldor.com/catalog/EM3311T | 213T | 25.6 | 22-379-01 (BFX1020) | 22-169 (OT40F3) | 22-331-01 (BF2510A02460) | 22-354-01 (RF382300) 17-23 | 22-114 (B300-2949-1) @208V | 50-807 (ACH580-01-024A-2) |  | 22-213 (GA040A) | N/A | BF2510A02460 - https://www.lovatoelectric.com/BF2510A02460/BF2510A02460/snp | RF382300 - https://www.lovatoelectric.com/RF382300/RF382300/snp | 22.7 | 21.3 | 23-807 (ACH550-UH-024A-2) | 22-379 (LADN20) | 22-331 (LC1D25B7) | 22-354 (LRD22-24.0) | 22-223 (A26-30-10-81) | 22-250 (TA25DU25) | 25.75 | S-Series, M-Series | Johnathan Solter Sep 15, 2022 06:42 AM | 1.4 (208V/3PH) |  | 1770 | N/A | N/A | 4015-0-355 | 22-663 (0.5x1.0) | 1.375 | 22-946 (Tan) | 4 | N/A
7.5-3-208-T | 7.5 | 3 - TEFC | 208 | 10 AWG | 10 AWG Green | 1/2" | 24.2 | 26-707 (EM3710T) | 20 | EM3710T - https://www.baldor.com/catalog/EM3710T | 213T | 25.6 | 22-379-01 (BFX1020) | 22-169 (OT40F3) | 22-331-01 (BF2510A02460) | 22-354-01 (RF382300) 17-23 | 22-114 (B300-2949-1) @208V | 50-807 (ACH580-01-024A-2) |  | 22-213 (GA040A) | N/A | BF2510A02460 - https://www.lovatoelectric.com/BF2510A02460/BF2510A02460/snp | RF382300 - https://www.lovatoelectric.com/RF382300/RF382300/snp | 22 | 20.6 | 23-807 (ACH550-UH-024A-2) | 22-379 (LADN20) | 22-331 (LC1D25B7) | 22-354 (LRD22-24.0) | 22-223 (A26-30-10-81) | 22-250 (TA25DU25) | 25 | S-Series, M-Series | Johnathan Solter Sep 15, 2022 06:42 AM | 1.4 (208V/3PH) |  | 1770 | N/A | N/A | 4015-0-355 | 22-663 (0.5x1.0) | 1.375 | 22-946 (Tan) | 4 | N/A
7.5-3-230 | 7.5 | 3 - ODP | 230 | 10 AWG | 10 AWG Green | 1/2" | 22 | 26-607 (EM3311T) | 19.6 | EM3311T - https://www.baldor.com/catalog/EM3311T | 213T | 23.3 | 22-379-01 (BFX1020) | 22-169 (OT40F3) | 22-331-01 (BF2510A02460) | 22-354-01 (RF382300) 17-23 | 22-111 (B300-2948-1 @230V | 50-807 (ACH580-01-024A-2) |  | 22-213 (GA040A) | N/A | BF2510A02460 - https://www.lovatoelectric.com/BF2510A02460/BF2510A02460/snp | RF382300 - https://www.lovatoelectric.com/RF382300/RF382300/snp | 21.6 | 20.2 | 23-808 (ACH550-UH-024A-3) | 22-379 (LADN20) | 22-331 (LC1D25B7) | 22-354 (LRD22-24.0) | 22-223 (A26-30-10-81) | 22-250 (TA25DU25) | 24.5 | S-Series, M-Series | Johnathan Solter Sep 15, 2022 06:42 AM | 1.3 (230V/3PH) |  | 1770 | N/A | N/A | 4015-0-355 | 22-663 (0.5x1.0) | 1.375 | 22-946 (Tan) | 4 | N/A
7.5-3-230-T | 7.5 | 3 - TEFC | 230 | 10 AWG | 10 AWG Green | 1/2" | 22 | 26-707 (EM3710T) | 19 | EM3710T - https://www.baldor.com/catalog/EM3710T | 213T | 23.3 | 22-379-01 (BFX1020) | 22-169 (OT40F3) | 22-331-01 (BF2510A02460) | 22-354-01 (RF382300) 17-23 | 22-111 (B300-2948-1 @230V | 50-807 (ACH580-01-024A-2) |  | 22-213 (GA040A) | N/A | BF2510A02460 - https://www.lovatoelectric.com/BF2510A02460/BF2510A02460/snp | RF382300 - https://www.lovatoelectric.com/RF382300/RF382300/snp | 21 | 19.6 | 23-808 (ACH550-UH-024A-3) | 22-379 (LADN20) | 22-331 (LC1D25B7) | 22-354 (LRD22-24.0) | 22-223 (A26-30-10-81) | 22-250 (TA25DU25) | 23.75 | S-Series, M-Series | Johnathan Solter Sep 15, 2022 06:42 AM | 1.3 (230V/3PH) |  | 1770 | N/A | N/A | 4015-0-355 | 22-663 (0.5x1.0) | 1.375 | 22-946 (Tan) | 4 | N/A
7.5-3-460 | 7.5 | 3 - ODP | 460 | 12 AWG | Conduit | 3/8" | 11 | 26-607 (EM3311T) | 9.8 | EM3311T - https://www.baldor.com/catalog/EM3311T | 213T | 11.7 | 22-379-01 (BFX1020) | 22-168 (OT16F3) | 22-329-01 (BF1210A02460) | 22-352-01 (RF381400) 9-14 | 22-110 (B300-2935-1) @460V | 50-707 (ACH580-01-012A-4) |  | 22-199 (GA016A) | N/A | BF1210A02460 - https://www.lovatoelectric.com/BF1210A02460/BF1210A02460/snp | RF381400 - https://www.lovatoelectric.com/RF381400/RF381400/snp | 10.8 | 10.1 | 23-707 (ACH550-UH-012A-4) | 22-379 (LADN20) | 22-329 (LC1D12B7) | 22-352 (LRD16-13.0) | 22-221 (A12-30-10-81) | 22-248 (TA25DU11) | 12.25 | S-Series, M-Series | Johnathan Solter Sep 15, 2022 06:42 AM | 0.7 (460V/3PH) |  | 1770 | N/A | N/A | 4015-0-353 | 22-663 (0.5x1.0) | 1.375 | 22-946 (Tan) | 6 | N/A
7.5-3-460-T | 7.5 | 3 - TEFC | 460 | 12 AWG | Conduit | 3/8" | 11 | 26-707 (EM3710T) | 9.5 | EM3710T - https://www.baldor.com/catalog/EM3710T | 213T | 11.7 | 22-379-01 (BFX1020) | 22-168 (OT16F3) | 22-329-01 (BF1210A02460) | 22-352-01 (RF381400) 9-14 | 22-110 (B300-2935-1) @460V | 50-707 (ACH580-01-012A-4) |  | 22-199 (GA016A) | N/A | BF1210A02460 - https://www.lovatoelectric.com/BF1210A02460/BF1210A02460/snp | RF381400 - https://www.lovatoelectric.com/RF381400/RF381400/snp | 10.5 | 9.8 | 23-707 (ACH550-UH-012A-4) | 22-379 (LADN20) | 22-329 (LC1D12B7) | 22-352 (LRD16-13.0) | 22-221 (A12-30-10-81) | 22-248 (TA25DU11) | 11.875 | M-Series | Johnathan Solter Sep 15, 2022 06:42 AM | 0.7 (460V/3PH) |  | 1770 | N/A | N/A | 4015-0-353 | 22-663 (0.5x1.0) | 1.375 | 22-946 (Tan) | 6 | N/A
7.5-3-575 | 7.5 | 3 - ODP | 575 | 12 AWG | Conduit | 3/8" | 9 | 26-807 (EM3311T-5) | 8.01 | EM3311T-5 - https://www.baldor.com/catalog/EM3311T-5 | 213T | 9.5 | 22-379-01 (BFX1020) | 22-168 (OT16F3) | 22-328-01 (BF0910A02460) | 22-351-01 (RF381000) 6.3-10 | 22-115 (B300-2950-1) @575V | 50-507 (ACH580-01-09A0-6) |  | 22-199 (GA016A) | N/A | BF0910A02460 - https://www.lovatoelectric.com/BF0910A02460/BF0910A02460/snp | RF381000 - https://www.lovatoelectric.com/RF381000/RF381000/snp | 8.9 | 8.3 | 23-559 (ACH550-UH-09A0-6) | 22-379 (LADN20) | 22-329 (LC1D12B7) | 22-351 (LRD14-10.0) | 22-221 (A12-30-10-81) | 22-248 (TA25DU11) | 10.0125 | S-Series, M-Series | Johnathan Solter Sep 15, 2022 06:42 AM | 0.5 (575V/3PH) |  | 1770 | N/A | N/A | 4015-0-363 | 22-663 (0.5x1.0) | 1.375 | 22-946 (Tan) | 3 | N/A
7.5-3-575-T | 7.5 | 3 - TEFC | 575 | 12 AWG | Conduit | 3/8" | 9 | 26-907 (EM3710T-5) | 7.6 | EM3710T-5 - https://www.baldor.com/catalog/EM3710T-5 | 213T | 9.5 | 22-379-01 (BFX1020) | 22-168 (OT16F3) | 22-328-01 (BF0910A02460) | 22-351-01 (RF381000) 6.3-10 | 22-115 (B300-2950-1) @575V | UNKNOWN |  | 22-199 (GA016A) | N/A | BF0910A02460 - https://www.lovatoelectric.com/BF0910A02460/BF0910A02460/snp | RF381000 - https://www.lovatoelectric.com/RF381000/RF381000/snp | 8.4 | 7.9 | 23-559 (ACH550-UH-09A0-6) | 22-379 (LADN20) | 22-329 (LC1D12B7) | 22-351 (LRD14-10.0) | 22-221 (A12-30-10-81) | 22-248 (TA25DU11) | 9.5 | M-Series | Johnathan Solter Sep 15, 2022 06:43 AM | 0.5 (575V/3PH) |  | 1770 | N/A | N/A | 4015-0-363 | 22-663 (0.5x1.0) | 1.375 | 22-946 (Tan) | 3 | N/A
10-3-208 | 10 | 3 - ODP | 208 | 8 AWG | 10 AWG Green | 3/4" | 30.8 | 26-610 (EM3313T) | 26.4 | EM3313T - https://www.baldor.com/catalog/EM3313T | 215T | 32.2 | 22-379-01 (BFX1020) | 22-169 (OT40F3) | 22-332-01 (BF3200A02460) | 22-355-01 (RF383200) 24-32 | 22-114 (B300-2949-1) @208V | 50-810 (ACH580-01-031A-2) |  | 22-213 (GA040A) | N/A | BF3200A02460 - https://www.lovatoelectric.com/BF3200A02460/BF3200A02460/snp | RF383200 - https://www.lovatoelectric.com/RF383200/RF383200/snp | 29.1 | 27.2 | 23-810 (ACH550-UH-031A-2) | 22-379 (LADN20) | 22-332 (LC1D32B7) | 22-355 (LRD32-32.0) | 22-224 (A30-30-10-81) | 22-251 (TA25DU32) | 33 | S-Series, M-Series | Johnathan Solter Sep 15, 2022 06:43 AM | 1.4 (208V/3PH) |  | 1770 | N/A | N/A | 4015-0-357 | 22-663 (0.5x1.0) | 1.375 | 22-947 (Grey) | 4 | N/A
10-3-208-T | 10 | 3 - TEFC | 208 | 8 AWG | 10 AWG Green | 3/4" | 30.8 | 26-710 (EM3714T) | 27 | EM3714T - https://www.baldor.com/catalog/EM3714T | 215T | 32.2 | 22-379-01 (BFX1020) | 22-169 (OT40F3) | 22-332-01 (BF3200A02460) | 22-355-01 (RF383200) 24-32 | 22-114 (B300-2949-1) @208V | 50-810 (ACH580-01-031A-2) |  | 22-213 (GA040A) | N/A | BF3200A02460 - https://www.lovatoelectric.com/BF3200A02460/BF3200A02460/snp | RF383200 - https://www.lovatoelectric.com/RF383200/RF383200/snp | 29.7 | 27.9 | 23-810 (ACH550-UH-031A-2) | 22-379 (LADN20) | 22-332 (LC1D32B7) | 22-355 (LRD32-32.0) | 22-224 (A30-30-10-81) | 22-251 (TA25DU32) | 33.75 | S-Series, M-Series | Johnathan Solter Sep 15, 2022 06:43 AM | 1.4 (208V/3PH) |  | 1770 | N/A | N/A | 4015-0-357 | 22-663 (0.5x1.0) | 1.375 | 22-947 (Grey) | 4 | N/A
10-3-230 | 10 | 3 - ODP | 230 | 8 AWG | 10 AWG Green | 3/4" | 28 | 26-610 (EM3313T) | 25 | EM3313T - https://www.baldor.com/catalog/EM3313T | 215T | 29.3 | 22-379-01 (BFX1020) | 22-169 (OT40F3) | 22-332-01 (BF3200A02460) | 22-355-01 (RF383200) 24-32 | 22-111 (B300-2948-1 @230V | 50-810 (ACH580-01-031A-2) |  | 22-213 (GA040A) | N/A | BF3200A02460 - https://www.lovatoelectric.com/BF3200A02460/BF3200A02460/snp | RF383200 - https://www.lovatoelectric.com/RF383200/RF383200/snp | 27.6 | 25.8 | 23-811 (ACH550-UH-031A-3) | 22-379 (LADN20) | 22-332 (LC1D32B7) | 22-355 (LRD32-32.0) | 22-223 (A26-30-10-81) | 22-251 (TA25DU32) | 31.25 | S-Series, M-Series | Johnathan Solter Sep 15, 2022 06:43 AM | 1.3 (230V/3PH) |  | 1770 | N/A | N/A | 4015-0-357 | 22-663 (0.5x1.0) | 1.375 | 22-947 (Grey) | 4 | N/A
10-3-230-T | 10 | 3 - TEFC | 230 | 8 AWG | 10 AWG Green | 3/4" | 28 | 26-710 (EM3714T) | 25 | EM3714T - https://www.baldor.com/catalog/EM3714T | 215T | 29.3 | 22-379-01 (BFX1020) | 22-169 (OT40F3) | 22-332-01 (BF3200A02460) | 22-355-01 (RF383200) 24-32 | 22-111 (B300-2948-1 @230V | 50-810 (ACH580-01-031A-2) |  | 22-213 (GA040A) | N/A | BF3200A02460 - https://www.lovatoelectric.com/BF3200A02460/BF3200A02460/snp | RF383200 - https://www.lovatoelectric.com/RF383200/RF383200/snp | 27.6 | 25.8 | 23-811 (ACH550-UH-031A-3) | 22-379 (LADN20) | 22-332 (LC1D32B7) | 22-355 (LRD32-32.0) | 22-223 (A26-30-10-81) | 22-251 (TA25DU32) | 31.25 | S-Series, M-Series | Johnathan Solter Sep 15, 2022 06:43 AM | 1.3 (230V/3PH) |  | 1770 | N/A | N/A | 4015-0-357 | 22-663 (0.5x1.0) | 1.375 | 22-947 (Grey) | 4 | N/A
10-3-460 | 10 | 3 - ODP | 460 | 12 AWG | 10 AWG Green | 1/2" | 14 | 26-610 (EM3313T) | 12.5 | EM3313T - https://www.baldor.com/catalog/EM3313T | 215T | 14.7 | 22-379-01 (BFX1020) | 22-168 (OT16F3) | 22-330-01 (BF1810A02460) | 22-353-01 (RF381800) 13-18 | 22-110 (B300-2935-1) @460V | 50-710 (ACH580-01-014A-4) |  | 22-199 (GA016A) | N/A | BF1810A02460 - https://www.lovatoelectric.com/BF1810A02460/BF1810A02460/snp |  | 13.8 | 12.9 | 23-710 (ACH550-UH-015A-4) | 22-379 (LADN20) | 22-330 (LC1D18B7) | 22-353 (LRD21-18.0) | 22-222 (A16-30-10-81) | 22-249 (TA25DU19) | 15.625 | S-Series, M-Series | Johnathan Solter Sep 15, 2022 06:43 AM | 0.7 (460V/3PH) |  | 1770 | N/A | N/A | 4015-0-354 | 22-663 (0.5x1.0) | 1.375 | 22-946 (Tan) | 6 | N/A
10-3-460-T | 10 | 3 - TEFC | 460 | 12 AWG | 10 AWG Green | 1/2" | 14 | 26-710 (EM3714T) | 12.5 | EM3714T - https://www.baldor.com/catalog/EM3714T | 215T | 14.7 | 22-379-01 (BFX1020) | 22-168 (OT16F3) | 22-330-01 (BF1810A02460) | 22-353-01 (RF381800) 13-18 | 22-110 (B300-2935-1) @460V | 50-710 (ACH580-01-014A-4) |  | 22-199 (GA016A) | N/A | BF1810A02460 - https://www.lovatoelectric.com/BF1810A02460/BF1810A02460/snp |  | 13.8 | 12.9 | 23-710 (ACH550-UH-015A-4) | 22-379 (LADN20) | 22-330 (LC1D18B7) | 22-353 (LRD21-18.0) | 22-222 (A16-30-10-81) | 22-249 (TA25DU19) | 15.625 | S-Series, M-Series | Johnathan Solter Sep 15, 2022 06:43 AM | 0.7 (460V/3PH) |  | 1770 | N/A | N/A | 4015-0-354 | 22-663 (0.5x1.0) | 1.375 | 22-946 (Tan) | 6 | N/A
10-3-575 | 10 | 3 - ODP | 575 | 12 AWG | 10 AWG Green | 1/2" | 11 | 26-810 (EM3313T-5) | 10 | EM3313T-5 - https://www.baldor.com/catalog/EM3313T-5 | 215T | 11.5 | 22-379-01 (BFX1020) | 22-168 (OT16F3) | 22-329-01 (BF1210A02460) | 22-352-01 (RF381400) 9-14 | 22-115 (B300-2950-1) @575V | 50-510 (ACH580-01-011A-6) |  | 22-199 (GA016A) | N/A | BF1210A02460 - https://www.lovatoelectric.com/BF1210A02460/BF1210A02460/snp | RF381400 - https://www.lovatoelectric.com/RF381400/RF381400/snp | 11 | 10.3 | 23-510 (ACH550-UH-011A-6) | 22-379 (LADN20) | 22-329 (LC1D12B7) | 22-352 (LRD16-13.0) | 22-221 (A12-30-10-81) | 22-268 (TA25DU14) | 12.5 | S-Series, M-Series | Johnathan Solter Sep 15, 2022 06:43 AM | 0.5 (575V/3PH) |  | 1770 | N/A | N/A | 4015-0-365 | 22-663 (0.5x1.0) | 1.375 | 22-946 (Tan) | 3 | N/A
10-3-575-T | 10 | 3 - TEFC | 575 | 12 AWG | 10 AWG Green | 1/2" | 11 | 26-910 (EM3714T-5) | 9.8 | EM3714T-5 - https://www.baldor.com/catalog/EM3714T-5 | 215T | 11.5 | 22-379-01 (BFX1020) | 22-168 (OT16F3) | 22-329-01 (BF1210A02460) | 22-352-01 (RF381400) 9-14 | 22-115 (B300-2950-1) @575V | UNKNOWN |  | 22-199 (GA016A) | N/A | BF1210A02460 - https://www.lovatoelectric.com/BF1210A02460/BF1210A02460/snp | RF381400 - https://www.lovatoelectric.com/RF381400/RF381400/snp | 10.8 | 10.1 | 23-510 (ACH550-UH-011A-6) | 22-379 (LADN20) | 22-329 (LC1D12B7) | 22-352 (LRD16-13.0) | 22-221 (A12-30-10-81) | 22-268 (TA25DU14) | 12.25 | S-Series, M-Series | Johnathan Solter Sep 15, 2022 06:43 AM | 0.5 (575V/3PH) |  | 1765 | N/A | N/A | 4015-0-365 | 22-663 (0.5x1.0) | 1.375 | 22-946 (Tan) | 3 | N/A
15-3-208 | 15 | 3 - ODP | 208 | 6 AWG | 10 AWG Green | 3/4" | 46.2 | 26-615 (EM2513T) | 38 | EM2513T - https://www.baldor.com/catalog/EM2513T | 254T | 47.6 | 22-379-01 (BFX1020) | 22-174 (OT63F3) | 22-338-01 (BF5000A02460) | 22-360-01 (RF825000) 35-50 | 22-114 (B300-2949-1) @208V | 50-815 (ACH580-01-046A-2) | OT63F3 - https://new.abb.com/products/1SCA105332R1001/ot63f3 | 22-285 (GA063A) | N/A | BF5000A02460 - https://www.lovatoelectric.com/BF5000A02460/BF5000A02460/snp | RF825000 - https://www.lovatoelectric.com/RF825000/RF825000/snp | 41.9 | 39.2 | 23-815 (ACH550-UH-046A-2) | 22-379 (LADN20) | 22-338 (LC1D50B7) | 22-360 (LRD3357-50.0) | 22-226 (A50-30-10-81) | 22-253 (TA75DU52) | 47.5 | S-Series, M-Series | Johnathan Solter Sep 15, 2022 06:43 AM | 1.4 (208V/3PH) |  | 1765 | N/A | N/A | 4015-0-367 | 22-567 (0.5x1.25) | 1.75 | 22-970 (Split Bolt) | 4 | N/A
15-3-208-T | 15 | 3 - TEFC | 208 | 6 AWG | 10 AWG Green | 3/4" | 46.2 | 26-715 (EM2333T) | 38 | EM2333T - https://www.baldor.com/catalog/EM2333T | 254T | 47.6 | 22-379-01 (BFX1020) | 22-174 (OT63F3) | 22-338-01 (BF5000A02460) | 22-360-01 (RF825000) 35-50 | 22-114 (B300-2949-1) @208V | 50-815 (ACH580-01-046A-2) | OT63F3 - https://new.abb.com/products/1SCA105332R1001/ot63f3 | 22-285 (GA063A) | N/A | BF5000A02460 - https://www.lovatoelectric.com/BF5000A02460/BF5000A02460/snp | RF825000 - https://www.lovatoelectric.com/RF825000/RF825000/snp | 41.9 | 39.2 | 23-815 (ACH550-UH-046A-2) | 22-379 (LADN20) | 22-338 (LC1D50B7) | 22-360 (LRD3357-50.0) | 22-226 (A50-30-10-81) | 22-253 (TA75DU52) | 47.5 | M-Series | Johnathan Solter Sep 15, 2022 06:43 AM | 1.4 (208V/3PH) |  | 1765 | N/A | N/A | 4015-0-367 | 22-567 (0.5x1.25) | 1.75 | 22-970 (Split Bolt) | 4 | N/A
15-3-230 | 15 | 3 - ODP | 230 | 6 AWG | 10 AWG Green | 3/4" | 42 | 26-615 (EM2513T) | 36 | EM2513T - https://www.baldor.com/catalog/EM2513T | 254T | 43.3 | 22-379-01 (BFX1020) | 22-174 (OT63F3) | 22-338-01 (BF5000A02460) | 22-359-01 (RF824200) 28-42 | 22-111 (B300-2948-1 @230V | 50-815 (ACH580-01-046A-2) | OT63F3 - https://new.abb.com/products/1SCA105332R1001/ot63f3 | 22-285 (GA063A) | N/A | BF5000A02460 - https://www.lovatoelectric.com/BF5000A02460/BF5000A02460/snp | RF824200 - https://www.lovatoelectric.com/RF824200/RF824200/snp | 39.6 | 37.1 | 23-816 (ACH550-UH-046A-3) | 22-379 (LADN20) | 22-338 (LC1D50B7) | 22-360 (LRD3357-50.0) | 22-226 (A50-30-10-81) | 22-253 (TA75DU52) | 45 | S-Series, M-Series | Johnathan Solter Sep 15, 2022 06:43 AM | 1.3 (230V/3PH) |  | 1765 | N/A | N/A | 4015-0-367 | 22-567 (0.5x1.25) | 1.75 | 22-970 (Split Bolt) | 4 | N/A
15-3-230-T | 15 | 3 - TEFC | 230 | 6 AWG | 10 AWG Green | 3/4" | 42 | 26-715 (EM2333T) | 36.2 | EM2333T - https://www.baldor.com/catalog/EM2333T | 254T | 43.3 | 22-379-01 (BFX1020) | 22-174 (OT63F3) | 22-338-01 (BF5000A02460) | 22-359-01 (RF824200) 28-42 | 22-111 (B300-2948-1 @230V | 50-815 (ACH580-01-046A-2) | OT63F3 - https://new.abb.com/products/1SCA105332R1001/ot63f3 | 22-285 (GA063A) | N/A | BF5000A02460 - https://www.lovatoelectric.com/BF5000A02460/BF5000A02460/snp | RF824200 - https://www.lovatoelectric.com/RF824200/RF824200/snp | 39.9 | 37.3 | 23-816 (ACH550-UH-046A-3) | 22-379 (LADN20) | 22-338 (LC1D50B7) | 22-360 (LRD3357-50.0) | 22-226 (A50-30-10-81) | 22-253 (TA75DU52) | 45.25 | M-Series | Johnathan Solter Sep 15, 2022 06:43 AM | 1.3 (230V/3PH) |  | 1765 | N/A | N/A | 4015-0-367 | 22-567 (0.5x1.25) | 1.75 | 22-970 (Split Bolt) | 4 | N/A
15-3-460 | 15 | 3 - ODP | 460 | 12 AWG | 10 AWG Green | 1/2" | 21 | 26-615 (EM2513T) | 18 | EM2513T - https://www.baldor.com/catalog/EM2513T | 254T | 21.7 | 22-379-01 (BFX1020) | 22-169 (OT40F3) | 22-331-01 (BF2510A02460) | 22-354-01 (RF382300) 17-23 | 22-110 (B300-2935-1) @460V | 50-715 (ACH580-01-023A-4) |  | 22-213 (GA040A) | N/A | BF2510A02460 - https://www.lovatoelectric.com/BF2510A02460/BF2510A02460/snp | RF382300 - https://www.lovatoelectric.com/RF382300/RF382300/snp | 19.8 | 18.6 | 23-715 (ACH550-UH-031A-4) | 22-379 (LADN20) | 22-331 (LC1D25B7) | 22-354 (LRD22-24.0) | 22-223 (A26-30-10-81) | 22-250 (TA25DU25) | 22.5 | S-Series, M-Series | Johnathan Solter Sep 15, 2022 06:43 AM | 0.7 (460V/3PH) |  | 1765 | N/A | N/A | 4015-0-354 | 22-567 (0.5x1.25) | 1.75 | 22-946 (Tan) | 6 | N/A
15-3-460-T | 15 | 3 - TEFC | 460 | 12 AWG | 10 AWG Green | 1/2" | 21 | 26-715 (EM2333T) | 18.1 | EM2333T - https://www.baldor.com/catalog/EM2333T | 254T | 21.7 | 22-379-01 (BFX1020) | 22-169 (OT40F3) | 22-331-01 (BF2510A02460) | 22-354-01 (RF382300) 17-23 | 22-110 (B300-2935-1) @460V | 50-715 (ACH580-01-023A-4) |  | 22-213 (GA040A) | N/A | BF2510A02460 - https://www.lovatoelectric.com/BF2510A02460/BF2510A02460/snp | RF382300 - https://www.lovatoelectric.com/RF382300/RF382300/snp | 20 | 18.7 | 23-715 (ACH550-UH-031A-4) | 22-379 (LADN20) | 22-331 (LC1D25B7) | 22-354 (LRD22-24.0) | 22-223 (A26-30-10-81) | 22-250 (TA25DU25) | 22.625 | M-Series | Johnathan Solter Sep 15, 2022 06:43 AM | 0.7 (460V/3PH) |  | 1765 | N/A | N/A | 4015-0-354 | 22-567 (0.5x1.25) | 1.75 | 22-946 (Tan) | 6 | N/A
15-3-575 | 15 | 3 - ODP | 575 | 12 AWG | 10 AWG Green | 1/2" | 17 | 26-815 (EM2513T-5) | 14.2 | EM2513-5 - https://www.baldor.com/catalog/EM2513T-5 | 254T | 17.5 | 22-379-01 (BFX1020) | 22-169 (OT40F3) | 22-330-01 (BF1810A02460) | 22-353-01 (RF381800) 13-18 | 22-115 (B300-2950-1) @575V | 50-515 (ACH580-01-017A-6) |  | 22-213 (GA040A) | N/A | BF1810A02460 - https://www.lovatoelectric.com/BF1810A02460/BF1810A02460/snp | RF381800 - https://www.lovatoelectric.com/RF381800/RF381800/snp | 15.7 | 14.7 | 23-555 (ACH550-UH-017A-6) | 22-379 (LADN20) | 22-331 (LC1D25B7) | 22-354 (LRD22-24.0) | 22-223 (A26-30-10-81) | 22-249 (TA25DU19) | 17.75 | S-Series, M-Series | Johnathan Solter Sep 15, 2022 06:43 AM | 0.5 (575V/3PH) |  | 1765 | N/A | N/A | 4015-0-365 | 22-567 (0.5x1.25) | 1.75 | 22-946 (Tan) | 3 | N/A
15-3-575-T | 15 | 3 - TEFC | 575 | 12 AWG | 10 AWG Green | 1/2" | 17 | 26-915 (EM2333T-5) | 14.6 | EM2333T-5 - https://www.baldor.com/catalog/EM2333T-5 | 254T | 17.5 | 22-379-01 (BFX1020) | 22-169 (OT40F3) | 22-330-01 (BF1810A02460) | 22-353-01 (RF381800) 13-18 | 22-115 (B300-2950-1) @575V | UNKNOWN |  | 22-213 (GA040A) | N/A | BF1810A02460 - https://www.lovatoelectric.com/BF1810A02460/BF1810A02460/snp | RF381800 - https://www.lovatoelectric.com/RF381800/RF381800/snp | 16.1 | 15.1 | 23-555 (ACH550-UH-017A-6) | 22-379 (LADN20) | 22-331 (LC1D25B7) | 22-354 (LRD22-24.0) | 22-223 (A26-30-10-81) | 22-249 (TA25DU19) | 18.25 | M-Series | Johnathan Solter Sep 15, 2022 06:43 AM | 0.5 (575V/3PH) |  | 1765 | N/A | N/A | 4015-0-365 | 22-567 (0.5x1.25) | 1.75 | 22-946 (Tan) | 3 | N/A
20-3-208 | 20 | 3 - ODP | 208 | 4 AWG | 8 AWG Green | 1" | 59.4 | 26-620 (EM2515T) | 52 | EM2515T - https://www.baldor.com/catalog/EM2515T | 256T | 60.8 | 22-379-01 (BFX1020) | 22-175 (OT80F3) | 22-339-01 (BF6500A02460) | 22-361-01 (RF826500) 46-65 | 22-114 (B300-2949-1) @208V | 50-820 (ACH580-01-059A-2) |  | 22-286 (GA080A) | N/A | BF6500A02460 - https://www.lovatoelectric.com/BF6500A02460/BF6500A02460/snp | RF826500 - https://www.lovatoelectric.com/RF826500/RF826500/snp | 57.2 | 53.6 | 23-820 (ACH550-UH-059A-2) | 22-379 (LADN20) | 22-339 (LC1D65B7) | 22-361 (LRD3359-65.0) | 22-227 (A63-30-00-81) | 22-254 (TA75DU63) | 65 | M-Series | Johnathan Solter Sep 15, 2022 06:43 AM | 1.4 (208V/3PH) |  | 1765 | TBD | TBD | TBD | TBD | 1.75 | TBD |  | N/A
20-3-208-T | 20 | 3 - TEFC | 208 | 4 AWG | 8 AWG Green | 1" | 59.4 | 26-720 (EM2334T) | 52 | EM2334T - https://www.baldor.com/catalog/EM2334T | 256T | 60.8 | 22-379-01 (BFX1020) | 22-175 (OT80F3) | 22-339-01 (BF6500A02460) | 22-361-01 (RF826500) 46-65 | 22-114 (B300-2949-1) @208V | 50-820 (ACH580-01-059A-2) |  | 22-286 (GA080A) | N/A | BF6500A02460 - https://www.lovatoelectric.com/BF6500A02460/BF6500A02460/snp | RF826500 - https://www.lovatoelectric.com/RF826500/RF826500/snp | 57.2 | 53.6 | 23-820 (ACH550-UH-059A-2) | 22-379 (LADN20) | 22-339 (LC1D65B7) | 22-361 (LRD3359-65.0) | 22-227 (A63-30-00-81) | 22-254 (TA75DU63) | 65 | M-Series | Johnathan Solter Sep 15, 2022 06:42 AM | 1.4 (208V/3PH) |  | 1770 | TBD | TBD | TBD | TBD | 1.75 | TBD |  | N/A
20-3-230 | 20 | 3 - ODP | 230 | 6 AWG | 10 AWG Green | 3/4" | 54 | 26-620 (EM2515T) | 48 | EM2515T - https://www.baldor.com/catalog/EM2515T | 256T | 55.3 | 22-379-01 (BFX1020) | 22-174 (OT63F3) | 22-338-01 (BF5000A02460) | 22-361-01 (RF826500) 46-65 | 22-111 (B300-2948-1 @230V | 50-820 (ACH580-01-059A-2) |  | 22-285 (GA063A) | N/A | BF5000A02460 - https://www.lovatoelectric.com/BF5000A02460/BF5000A02460/snp | RF826500 - https://www.lovatoelectric.com/RF826500/RF826500/snp | 52.8 | 49.5 | 23-821 (ACH550-UH-059A-3) | 22-379 (LADN20) | 22-339 (LC1D65B7) | 22-361 (LRD3359-65.0) | 22-227 (A63-30-00-81) | 22-254 (TA75DU63) | 60 | M-Series | Johnathan Solter Sep 15, 2022 06:43 AM | 1.3 (230V/3PH) |  | 1765 | TBD | TBD | TBD | TBD | 1.75 | TBD |  | N/A
20-3-230-T | 20 | 3 - TEFC | 230 | 6 AWG | 10 AWG Green | 3/4" | 54 | 26-720 (EM2334T) | 48 | EM2334T - https://www.baldor.com/catalog/EM2334T | 256T | 55.3 | 22-379-01 (BFX1020) | 22-174 (OT63F3) | 22-338-01 (BF5000A02460) | 22-361-01 (RF826500) 46-65 | 22-111 (B300-2948-1 @230V | 50-820 (ACH580-01-059A-2) |  | 22-285 (GA063A) | N/A | BF5000A02460 - https://www.lovatoelectric.com/BF5000A02460/BF5000A02460/snp | RF826500 - https://www.lovatoelectric.com/RF826500/RF826500/snp | 52.8 | 49.5 | 23-821 (ACH550-UH-059A-3) | 22-379 (LADN20) | 22-339 (LC1D65B7) | 22-361 (LRD3359-65.0) | 22-227 (A63-30-00-81) | 22-254 (TA75DU63) | 60 | M-Series | Johnathan Solter Sep 15, 2022 06:42 AM | 1.3 (230V/3PH) |  | 1770 | TBD | TBD | TBD | TBD | 1.75 | TBD |  | N/A
20-3-460 | 20 | 3 - ODP | 460 | 10 AWG | 10 AWG Green | 1/2" | 27 | 26-620 (EM2515T) | 24 | EM2515T - https://www.baldor.com/catalog/EM2515T | 256T | 27.7 | 22-379-01 (BFX1020) | 22-169 (OT40F3) | 22-332-01 (BF3200A02460) | 22-355-01 (RF383200) 24-32 | 22-110 (B300-2935-1) @460V | 50-720 (ACH580-01-027A-4) |  | 22-213 (GA040A) | N/A | BF3200A02460 - https://www.lovatoelectric.com/BF3200A02460/BF3200A02460/snp | RF383200 - https://www.lovatoelectric.com/RF383200/RF383200/snp | 26.4 | 24.8 | 23-720 (ACH550-UH-031A-4) | 22-379 (LADN20) | 22-332 (LC1D32B7) | 22-355 (LRD32-32.0) | 22-223 (A26-30-10-81) | 22-251 (TA25DU32) | 30 | M-Series | Johnathan Solter Sep 15, 2022 06:43 AM | 0.7 (460V/3PH) |  | 1765 | TBD | TBD | TBD | TBD | 1.75 | TBD |  | N/A
20-3-460-T | 20 | 3 - TEFC | 460 | 10 AWG | 10 AWG Green | 1/2" | 27 | 26-720 (EM2334T) | 24 | EM2334T - https://www.baldor.com/catalog/EM2334T | 256T | 27.7 | 22-379-01 (BFX1020) | 22-169 (OT40F3) | 22-332-01 (BF3200A02460) | 22-355-01 (RF383200) 24-32 | 22-110 (B300-2935-1) @460V | 50-720 (ACH580-01-027A-4) |  | 22-213 (GA040A) | N/A | BF3200A02460 - https://www.lovatoelectric.com/BF3200A02460/BF3200A02460/snp | RF383200 - https://www.lovatoelectric.com/RF383200/RF383200/snp | 26.4 | 24.8 | 23-720 (ACH550-UH-031A-4) | 22-379 (LADN20) | 22-332 (LC1D32B7) | 22-355 (LRD32-32.0) | 22-223 (A26-30-10-81) | 22-251 (TA25DU32) | 30 | M-Series | Johnathan Solter Sep 15, 2022 06:42 AM | 0.7 (460V/3PH) |  | 1770 | TBD | TBD | TBD | TBD | 1.75 | TBD |  | N/A
20-3-575-T | 20 | 3 - TEFC | 575 | 10 AWG | 10 AWG Green | 1/2" | 22 | 26-920 (EM2334T-5) | 19.2 | EM2334T-5 - https://www.baldor.com/catalog/EM2334T-5 | 256T | 22.5 | 22-379-01 (BFX1020) | 22-169 (OT40F3) | 22-331-01 (BF2510A02460) | 22-354-01 (RF382300) 17-23 | 22-115 (B300-2950-1) @575V | UNKNOWN |  | 22-213 (GA040A) | N/A | BF2510A02460 - https://www.lovatoelectric.com/BF2510A02460/BF2510A02460/snp | RF382300 - https://www.lovatoelectric.com/RF382300/RF382300/snp | 21.2 | 19.8 | 23-558 (ACH550-UH-022A-6) | 22-379 (LADN20) | 22-331 (LC1D25B7) | 22-354 (LRD22-24.0) | 22-223 (A26-30-10-81) | 22-250 (TA25DU25) | 24 | M-Series | Johnathan Solter Sep 15, 2022 06:42 AM | 0.5 (575V/3PH) |  | 1770 | TBD | TBD | TBD | TBD | 1.75 | TBD |  | N/A
20-3-575 | 20 | 3 - ODP | 575 | 10 AWG | 10 AWG Green | 1/2" | 22 | 26-820 (EM2515T-5) | 19.1 | EM2515T-5 - https://www.baldor.com/catalog/EM2515T-5 | 256T | 22.5 | 22-379-01 (BFX1020) | 22-169 (OT40F3) | 22-331-01 (BF2510A02460) | 22-354-01 (RF382300) 17-23 | 22-115 (B300-2950-1) @575V | 50-520 (ACH580-01-022A-6) |  | 22-213 (GA040A) | N/A | BF2510A02460 - https://www.lovatoelectric.com/BF2510A02460/BF2510A02460/snp | RF382300 - https://www.lovatoelectric.com/RF382300/RF382300/snp | 21.1 | 19.7 | 23-558 (ACH550-UH-022A-6) | 22-379 (LADN20) | 22-331 (LC1D25B7) | 22-354 (LRD22-24.0) | 22-223 (A26-30-10-81) | 22-250 (TA25DU25) | 23.875 | M-Series | Johnathan Solter Sep 15, 2022 06:43 AM | 0.5 (575V/3PH) |  | 1765 | TBD | TBD | TBD | TBD | 1.75 | TBD |  | N/A
25-3-208 | 25 | 3 - ODP | 208 | 2 AWG | 8 AWG Green | 1-1/4" | 74.8 | 26-625 (EM2531T) | 64 | EM2531T - https://www.baldor.com/catalog/EM2531T | 284T | 76.2 | 22-379-01 (BFX1020) | 22-175 (OT80F3) | 22-342-01 (BF8000A02460) | 22-369-01 (RF828200) 60-82 | 22-114 (B300-2949-1) @208V | 50-825 (ACH580-01-075A-2) |  | 22-286 (GA080A) | N/A | BF8000A02460 - https://www.lovatoelectric.com/BF8000A02460/BF8000A02460/snp | RF828200 - https://www.lovatoelectric.com/RF828200/RF828200/snp | 70.4 | 66 | 23-825 (ACH550-UH-075A-2) | 22-379 (LADN20) | 22-342 (LC1D80B7) | 22-370 (LRD3363-80.0) | 22-228 (A75-30-00-81) | 22-255 (TA75DU80) | 80 | M-Series | John Foley Jun 19, 2023 10:09 AM | 1.4 (208V/3PH) |  | 1775 | TBD | TBD | TBD | TBD | 2 | TBD | 0 | N/A
25-3-208-T | 25 | 3 - TEFC | 208 | 2 AWG | 8 AWG Green | 1-1/4" | 74.8 | 26-725 (EM4103T) | 64 | EM4103T - https://www.baldor.com/catalog/EM4103T | 284T | 76.2 | 22-379-01 (BFX1020) | 22-175 (OT80F3) | 22-342-01 (BF8000A02460) | 22-369-01 (RF828200) 60-82 | 22-114 (B300-2949-1) @208V | 50-825 (ACH580-01-075A-2) |  | 22-286 (GA080A) | N/A | BF8000A02460 - https://www.lovatoelectric.com/BF8000A02460/BF8000A02460/snp | RF828200 - https://www.lovatoelectric.com/RF828200/RF828200/snp | 70.4 | 66 | 23-825 (ACH550-UH-075A-2) | 22-379 (LADN20) | 22-342 (LC1D80B7) | 22-370 (LRD3363-80.0) | 22-228 (A75-30-00-81) | 22-255 (TA75DU80) | 80 | M-Series | Johnathan Solter Sep 15, 2022 06:42 AM | 1.4 (208V/3PH) |  | 1775 | TBD | TBD | TBD | TBD | 2 | TBD |  | N/A
25-3-230 | 25 | 3 - ODP | 230 | 4 AWG | 8 AWG Green | 1" | 68 | 26-625 (EM2531T) | 60 | EM2531T - https://www.baldor.com/catalog/EM2531T | 284T | 69.3 | 22-379-01 (BFX1020) | 22-175 (OT80F3) | 22-342-01 (BF8000A02460) | 22-369-01 (RF828200) 60-82 | 22-111 (B300-2948-1 @230V | 50-825 (ACH580-01-075A-2) |  | 22-286 (GA080A) | N/A | BF8000A02460 - https://www.lovatoelectric.com/BF8000A02460/BF8000A02460/snp | RF828200 - https://www.lovatoelectric.com/RF828200/RF828200/snp | 66 | 61.8 | 23-826 (ACH550-UH-075A-3) | 22-379 (LADN20) | 22-342 (LC1D80B7) | 22-369 (LRD3361-70.0) | 22-227 (A63-30-00-81) | 22-255 (TA75DU80) | 75 | M-Series | Johnathan Solter Sep 15, 2022 06:42 AM | 1.3 (230V/3PH) |  | 1775 | TBD | TBD | TBD | TBD | 2 | TBD |  | N/A
25-3-230-T | 25 | 3 - TEFC | 230 | 4 AWG | 8 AWG Green | 1" | 68 | 26-725 (EM4103T) | 62 | EM4103T - https://www.baldor.com/catalog/EM4103T | 284T | 69.3 | 22-379-01 (BFX1020) | 22-175 (OT80F3) | 22-342-01 (BF8000A02460) | 22-369-01 (RF828200) 60-82 | 22-111 (B300-2948-1 @230V | 50-825 (ACH580-01-075A-2) |  | 22-286 (GA080A) | N/A | BF8000A02460 - https://www.lovatoelectric.com/BF8000A02460/BF8000A02460/snp | RF828200 - https://www.lovatoelectric.com/RF828200/RF828200/snp | 68.2 | 63.9 | 23-826 (ACH550-UH-075A-3) | 22-379 (LADN20) | 22-342 (LC1D80B7) | 22-369 (LRD3361-70.0) | 22-227 (A63-30-00-81) | 22-255 (TA75DU80) | 77.5 | M-Series | Johnathan Solter Sep 15, 2022 06:42 AM | 1.3 (230V/3PH) |  | 1775 | TBD | TBD | TBD | TBD | 2 | TBD |  | N/A
25-3-460 | 25 | 3 - ODP | 460 | 8 AWG | 10 AWG Green | 3/4" | 34 | 26-625 (EM2531T) | 30 | EM2531T - https://www.baldor.com/catalog/EM2531T | 284T | 34.7 | 22-379-01 (BFX1020) | 22-169 (OT40F3) | 22-338-01 (BF5000A02460) | 22-359-01 (RF824200) 28-42 | 22-110 (B300-2935-1) @460V | 50-725 (ACH580-01-034A-4) |  | 22-213 (GA040A) | N/A | BF5000A02460 - https://www.lovatoelectric.com/BF5000A02460/BF5000A02460/snp | RF824200 - https://www.lovatoelectric.com/RF824200/RF824200/snp | 33 | 30.9 | 23-725 (ACH550-UH-038A-4) | 22-379 (LADN20) | 22-337 (LC1D40B7) | 22-359 (LRD3355-40.0) | 22-224 (A30-30-10-81) | 22-252 (TA42DU42) | 37.5 | M-Series | Johnathan Solter Sep 15, 2022 06:42 AM | 0.7 (460V/3PH) |  | 1775 | TBD | TBD | TBD | TBD | 2 | TBD |  | N/A
25-3-460-T | 25 | 3 - TEFC | 460 | 8 AWG | 10 AWG Green | 3/4" | 34 | 26-725 (EM4103T) | 31 | EM4103T - https://www.baldor.com/catalog/EM4103T | 284T | 34.7 | 22-379-01 (BFX1020) | 22-169 (OT40F3) | 22-338-01 (BF5000A02460) | 22-359-01 (RF824200) 28-42 | 22-110 (B300-2935-1) @460V | 50-725 (ACH580-01-034A-4) |  | 22-213 (GA040A) | N/A | BF5000A02460 - https://www.lovatoelectric.com/BF5000A02460/BF5000A02460/snp | RF824200 - https://www.lovatoelectric.com/RF824200/RF824200/snp | 34.1 | 32 | 23-725 (ACH550-UH-038A-4) | 22-379 (LADN20) | 22-337 (LC1D40B7) | 22-359 (LRD3355-40.0) | 22-224 (A30-30-10-81) | 22-252 (TA42DU42) | 38.75 | M-Series | Johnathan Solter Sep 15, 2022 06:42 AM | 0.7 (460V/3PH) |  | 1775 | TBD | TBD | TBD | TBD | 2 | TBD |  | N/A
25-3-575-T | 25 | 3 - TEFC | 575 | 8 AWG | 10 AWG Green | 3/4" | 27 | 26-925 (EM4103T-5) | 24 | EM4103T-5 - https://www.baldor.com/catalog/EM4103T-5 | 284T | 27.5 | 22-379-01 (BFX1020) | 22-169 (OT40F3) | 22-332-01 (BF3200A02460) | 22-355-01 (RF383200) 24-32 | 22-115 (B300-2950-1) @575V | UNKNOWN |  | 22-213 (GA040A) | N/A | BF3200A02460 - https://www.lovatoelectric.com/BF3200A02460/BF3200A02460/snp | RF383200 - https://www.lovatoelectric.com/RF383200/RF383200/snp | 26.4 | 24.8 | 23-552 (ACH550-UH-032A-6) | 22-379 (LADN20) | 22-332 (LC1D32B7) | 22-355 (LRD32-32.0) | 22-223 (A26-30-10-81) | 22-251 (TA25DU32) | 30 | M-Series | Johnathan Solter Sep 15, 2022 06:42 AM | 0.5 (575V/3PH) |  | 1770 | TBD | TBD | TBD | TBD | 2 | TBD |  | N/A
25-3-575 | 25 | 3 - ODP | 575 | 8 AWG | 10 AWG Green | 3/4" | 27 | 26-825 (EM2531T-5) | 24.5 | EM2531T-5 - https://www.baldor.com/catalog/EM2531T-5 | 284T | 27.5 | 22-379-01 (BFX1020) | 22-169 (OT40F3) | 22-332-01 (BF3200A02460) | 22-355-01 (RF383200) 24-32 | 22-115 (B300-2950-1) @575V | 50-525 (ACH580-01-027A-6) |  | 22-213 (GA040A) | N/A | BF3200A02460 - https://www.lovatoelectric.com/BF3200A02460/BF3200A02460/snp | RF383200 - https://www.lovatoelectric.com/RF383200/RF383200/snp | 27 | 25.3 | 23-552 (ACH550-UH-032A-6) | 22-379 (LADN20) | 22-332 (LC1D32B7) | 22-355 (LRD32-32.0) | 22-223 (A26-30-10-81) | 22-251 (TA25DU32) | 30.625 | M-Series | Johnathan Solter Sep 15, 2022 06:42 AM | 0.5 (575V/3PH) |  | 1770 | TBD | TBD | TBD | TBD | 2 | TBD |  | N/A
30-3-208-T | 30 | 3 - TEFC | 208 | 2 AWG | 8 AWG Green | 1-1/4" | 88 | 26-730 (EM4104T) | 78 | EM4104T - https://www.baldor.com/catalog/EM4104T | 286T | 89.4 | 22-379-01 (BFX1020) | 22-167 (OT100F3) | 22-342-01 (BF8000A02460) | 22-373-01 (RF110095) 70-95 | 22-114 (B300-2949-1) @208V | 50-830 (ACH580-01-088A-2) |  | 22-163 (GA100A) | N/A | BF11500A02460 - https://www.lovatoelectric.com/BF11500A02460/BF11500A02460/snp | RF110095 - https://www.lovatoelectric.com/RF110095/RF110095/snp | 85.9 | 80.4 | 23-830 (ACH550-UH-088A-2) | 22-379 (LADN20) | 22-343 (LC1D115B7) | 22-373 (LRD4365-104.0) | 22-229 (A110-30-00-81) | 22-256 (TA110DU90) | 97.5 | M-Series | Johnathan Solter Sep 15, 2022 06:43 AM | 1.4 (208V/3PH) |  | 1760 | TBD | TBD | TBD | TBD |  | TBD |  | N/A
30-3-208 | 30 | 3 - ODP | 208 | 2 AWG | 8 AWG Green | 1-1/4" | 88 | 26-630 (EM2535T) | 76 | EM2535T - https://www.baldor.com/catalog/EM2535T | 286T | 89.4 | 22-379-01 (BFX1020) | 22-167 (OT100F3) | 22-342-01 (BF8000A02460) | 22-373-01 (RF110095) 70-95 | 22-114 (B300-2949-1) @208V | 50-830 (ACH580-01-088A-2) | OT100F3 - https://new.abb.com/products/1SCA105004R1001/ot100f3 | 22-163 (GA100A) | N/A | BF8000A02460 - https://www.lovatoelectric.com/BF8000A02460/BF8000A02460/snp | RF110095 - https://www.lovatoelectric.com/RF110095/RF110095/snp | 83.7 | 78.3 | 23-830 (ACH550-UH-088A-2) | 22-379 (LADN20) | 22-343 (LC1D115B7) | 22-373 (LRD4365-104.0) | 22-229 (A110-30-00-81) | 22-256 (TA110DU90) | 95 | M-Series | Johnathan Solter Sep 15, 2022 06:42 AM | 1.4 (208V/3PH) |  | 1775 | TBD | TBD | TBD | TBD |  | TBD |  | N/A
30-3-230 | 30 | 3 - ODP | 230 | 2 AWG | 8 AWG Green | 1-1/4" | 80 | 26-630 (EM2535T) | 72 | EM2535T - https://www.baldor.com/catalog/EM2535T | 286T | 81.3 | 22-379-01 (BFX1020) | 22-167 (OT100F3) | 22-342-01 (BF8000A02460) | 22-369-01 (RF828200) 60-82 | 22-111 (B300-2948-1 @230V | 50-830 (ACH580-01-088A-2) |  | 22-163 (GA100A) | N/A | BF8000A02460 - https://www.lovatoelectric.com/BF8000A02460/BF8000A02460/snp | RF828200 - https://www.lovatoelectric.com/RF828200/RF828200/snp | 79.2 | 74.2 | 23-841 (ACH550-UH-088A-3) | 22-379 (LADN20) | 22-342 (LC1D80B7) | 22-370 (LRD3363-80.0) | 22-228 (A75-30-00-81) | 22-255 (TA75DU80) | 90 | M-Series | Johnathan Solter Sep 15, 2022 06:42 AM | 1.3 (230V/3PH) |  | 1775 | TBD | TBD | TBD | TBD |  | TBD |  | N/A
30-3-230-T | 30 | 3 - TEFC | 230 | 2 AWG | 8 AWG Green | 1-1/4" | 80 | 26-730 (EM4104T) | 76 | EM4104T - https://www.baldor.com/catalog/EM4104T | 286T | 81.3 | 22-379-01 (BFX1020) | 22-167 (OT100F3) | 22-342-01 (BF8000A02460) | 22-373-01 (RF110095) 70-95 | 22-111 (B300-2948-1 @230V | 50-830 (ACH580-01-088A-2) |  | 22-163 (GA100A) | N/A | BF8000A02460 - https://www.lovatoelectric.com/BF8000A02460/BF8000A02460/snp | RF110095 - https://www.lovatoelectric.com/RF110095/RF110095/snp | 83.7 | 78.3 | 23-841 (ACH550-UH-088A-3) | 22-379 (LADN20) | 22-342 (LC1D80B7) | 22-370 (LRD3363-80.0) | 22-228 (A75-30-00-81) | 22-255 (TA75DU80) | 95 | M-Series | Johnathan Solter Sep 15, 2022 06:43 AM | 1.3 (230V/3PH) |  | 1760 | TBD | TBD | TBD | TBD |  | TBD |  | N/A
30-3-460 | 30 | 3 - ODP | 460 | 8 AWG | 10 AWG Green | 3/4" | 40 | 26-630 (EM2535T) | 36 | EM2535T - https://www.baldor.com/catalog/EM2535T | 286T | 40.7 | 22-379-01 (BFX1020) | 22-174 (OT63F3) | 22-338-01 (BF5000A02460) | 22-359-01 (RF824200) 28-42 | 22-110 (B300-2935-1) @460V | 50-730 (ACH580-01-044A-4) | OT63F3 - https://new.abb.com/products/1SCA105332R1001/ot63f3 | 22-285 (GA063A) | N/A | BF5000A02460 - https://www.lovatoelectric.com/BF5000A02460/BF5000A02460/snp | RF824200 - https://www.lovatoelectric.com/RF824200/RF824200/snp | 39.6 | 37.1 | 23-730 (ACH550-UH-059A-4) | 22-379 (LADN20) | 22-337 (LC1D40B7) | 22-360 (LRD3357-50.0) | 22-225 (A40-30-10-81) | 22-252 (TA42DU42) | 45 | M-Series | Johnathan Solter Sep 15, 2022 06:42 AM | 0.7 (460V/3PH) |  | 1775 | TBD | TBD | TBD | TBD |  | TBD |  | N/A
30-3-460-T | 30 | 3 - TEFC | 460 | 8 AWG | 10 AWG Green | 3/4" | 40 | 26-730 (EM4104T) | 38 | EM4104T - https://www.baldor.com/catalog/EM4104T | 286T | 40.7 | 22-379-01 (BFX1020) | 22-174 (OT63F3) | 22-338-01 (BF5000A02460) | 22-360-01 (RF825000) 35-50 | 22-110 (B300-2935-1) @460V | 50-730 (ACH580-01-044A-4) | OT63F3 - https://new.abb.com/products/1SCA105332R1001/ot63f3 | 22-285 (GA063A) | N/A | BF5000A02460 - https://www.lovatoelectric.com/BF5000A02460/BF5000A02460/snp | RF825000 - https://www.lovatoelectric.com/RF825000/RF825000/snp | 41.9 | 39.2 | 23-730 (ACH550-UH-059A-4) | 22-379 (LADN20) | 22-337 (LC1D40B7) | 22-360 (LRD3357-50.0) | 22-225 (A40-30-10-81) | 22-252 (TA42DU42) | 47.5 | M-Series | Johnathan Solter Sep 15, 2022 06:43 AM | 0.7 (460V/3PH) |  | 1760 | TBD | TBD | TBD | TBD |  | TBD |  | N/A
30-3-575-T | 30 | 3 - TEFC | 575 | 8 AWG | 10 AWG Green | 3/4" | 32 | 26-930 (EM4104T-5) | 29 | EM4104T-5 - https://www.baldor.com/catalog/EM4104T-5 | 286T | 32.5 | 22-379-01 (BFX1020) | 22-169 (OT40F3) | 22-332-01 (BF3200A02460) | 22-355-01 (RF383200) 24-32 | 22-115 (B300-2950-1) @575V | UNKNOWN |  | 22-213 (GA040A) | N/A | BF3200A02460 - https://www.lovatoelectric.com/BF3200A02460/BF3200A02460/snp | RF383200 - https://www.lovatoelectric.com/RF383200/RF383200/snp | 31.9 | 29.9 | 23-556 (ACH550-UH-032A-6) | 22-379 (LADN20) | 22-332 (LC1D32B7) | 22-355 (LRD32-32.0) | 22-224 (A30-30-10-81) | 22-252 (TA42DU42) | 36.25 | M-Series | Johnathan Solter Sep 15, 2022 06:43 AM | 0.5 (575V/3PH) |  | 1770 | TBD | TBD | TBD | TBD |  | TBD |  | N/A
30-3-575 | 30 | 3 - ODP | 575 | 8 AWG | 10 AWG Green | 3/4" | 32 | 26-830 (EM2535T-5) | 29 | EM2535T-5 - https://www.baldor.com/catalog/EM2535T-5 | 286T | 32.5 | 22-379-01 (BFX1020) | 22-169 (OT40F3) | 22-332-01 (BF3200A02460) | 22-355-01 (RF383200) 24-32 | 22-115 (B300-2950-1) @575V | 50-530 (ACH580-01-032A-6) |  | 22-213 (GA040A) | N/A | BF3200A02460 - https://www.lovatoelectric.com/BF3200A02460/BF3200A02460/snp | RF383200 - https://www.lovatoelectric.com/RF383200/RF383200/snp | 31.9 | 29.9 | 23-556 (ACH550-UH-032A-6) | 22-379 (LADN20) | 22-332 (LC1D32B7) | 22-355 (LRD32-32.0) | 22-224 (A30-30-10-81) | 22-252 (TA42DU42) | 36.25 | M-Series | Johnathan Solter Sep 15, 2022 06:43 AM | 0.5 (575V/3PH) |  | 1775 | TBD | TBD | TBD | TBD |  | TBD |  | N/A
40-3-208-T | 40 | 3 - TEFC | 208 | 1 AWG | 6 AWG Green | 1-1/2" | 114 | 26-740 (EM4110T) | 102 | EM4110T - https://www.baldor.com/catalog/EM4110T | 324T | 115.4 | 22-379-01 (BFX1020) | 22-562 (OT200U03) | 22-343-01 (BF11500A02460) | 22-374-01 (RF110110) 90-110 | 22-114 (B300-2949-1) @208V | 50-840 (ACH580-01-114A-2) |  | 22-204 (GL0200C1UL) | N/A | BF11500A02460 - https://www.lovatoelectric.com/BF11500A02460/BF11500A02460/snp | RF110110 - https://www.lovatoelectric.com/RF110110/RF110110/snp | 112.2 | 105.1 | 23-840 (ACH550-UH-114A-2) | 22-379 (LADN20) | 22-374 (LC1D150B7) | 22-374 (LRD4367-120.0) | 22-230 (EH145F-1) | 22-258 (T200DU135) | 127.5 | M-Series | Johnathan Solter Sep 15, 2022 06:43 AM | 1.4 (208V/3PH) |  | 1775 | TBD | TBD | TBD | TBD |  | TBD |  | N/A
40-3-208 | 40 | 3 - ODP | 208 | 1 AWG | 6 AWG Green | 1-1/2" | 114 | 26-640 (EM2539T) | 99 | EM2539T - https://www.baldor.com/catalog/EM2539T | 324T | 115.4 | 22-379-01 (BFX1020) | 22-562 (OT200U03) | 22-343-01 (BF11500A02460) | 22-374-01 (RF110110) 90-110 | 22-114 (B300-2949-1) @208V | 50-840 (ACH580-01-114A-2) | OT200U03 - https://new.abb.com/products/1SCA022723R0220/ot200u03 | 22-204 (GL0200C1UL) | N/A | BF11500A02460 - https://www.lovatoelectric.com/BF11500A02460/BF11500A02460/snp | RF110110 - https://www.lovatoelectric.com/RF110110/RF110110/snp | 108.9 | 102 | 23-840 (ACH550-UH-114A-2) | 22-379 (LADN20) | 22-374 (LC1D150B7) | 22-374 (LRD4367-120.0) | 22-230 (EH145F-1) | 22-258 (T200DU135) | 123.75 | M-Series | Johnathan Solter Sep 15, 2022 06:43 AM | 1.4 (208V/3PH) |  | 1770 | TBD | TBD | TBD | TBD |  | TBD |  | N/A
40-3-230 | 40 | 3 - ODP | 230 | 1 AWG | 6 AWG Green | 1-1/2" | 104 | 26-640 (EM2539T) | 98 | EM2539T - https://www.baldor.com/catalog/EM2539T | 324T | 105.3 | 22-379-01 (BFX1020) | 22-562 (OT200U03) | 22-343-01 (BF11500A02460) | 22-374-01 (RF110110) 90-110 | 22-111 (B300-2948-1 @230V | 50-840 (ACH580-01-114A-2) |  | 22-204 (GL0200C1UL) | N/A | BF11500A02460 - https://www.lovatoelectric.com/BF11500A02460/BF11500A02460/snp | RF110110 - https://www.lovatoelectric.com/RF110110/RF110110/snp | 107.8 | 101 | 23-841 (ACH550-UH-114A-3) | 22-379 (LADN20) | 22-343 (LC1D115B7) | 22-374 (LRD4367-120.0) | 22-229 (A110-30-00-81) | 22-257 (TA110DU110) | 122.5 | M-Series | Johnathan Solter Sep 15, 2022 06:43 AM | 1.3 (230V/3PH) |  | 1770 | TBD | TBD | TBD | TBD |  | TBD |  | N/A
40-3-230-T | 40 | 3 - TEFC | 230 | 1 AWG | 6 AWG Green | 1-1/2" | 104 | 26-740 (EM4110T) | 96 | EM4110T - https://www.baldor.com/catalog/EM4110T | 324T | 105.3 | 22-379-01 (BFX1020) | 22-562 (OT200U03) | 22-343-01 (BF11500A02460) | 22-374-01 (RF110110) 90-110 | 22-111 (B300-2948-1 @230V | 50-840 (ACH580-01-114A-2) |  | 22-204 (GL0200C1UL) | N/A | BF11500A02460 - https://www.lovatoelectric.com/BF11500A02460/BF11500A02460/snp | RF110110 - https://www.lovatoelectric.com/RF110110/RF110110/snp | 105.6 | 98.9 | 23-841 (ACH550-UH-114A-3) | 22-379 (LADN20) | 22-343 (LC1D115B7) | 22-374 (LRD4367-120.0) | 22-229 (A110-30-00-81) | 22-257 (TA110DU110) | 120 | M-Series | Johnathan Solter Sep 15, 2022 06:43 AM | 1.3 (230V/3PH) |  | 1775 | TBD | TBD | TBD | TBD |  | TBD |  | N/A
40-3-460 | 40 | 3 - ODP | 460 | 6 AWG | 10 AWG Green | 3/4" | 52 | 26-640 (EM2539T) | 49 | EM2539T - https://www.baldor.com/catalog/EM2539T | 324T | 52.7 | 22-379-01 (BFX1020) | 22-174 (OT63F3) | 22-338-01 (BF5000A02460) | 22-361-01 (RF826500) 46-65 | 22-110 (B300-2935-1) @460V | 50-740 (ACH580-01-052A-4) |  | 22-285 (GA063A) | N/A | BF5000A02460 - https://www.lovatoelectric.com/BF5000A02460/BF5000A02460/snp | RF826500 - https://www.lovatoelectric.com/RF826500/RF826500/snp | 53.9 | 50.5 | 23-740 (ACH550-UH-072A-4) | 22-379 (LADN20) | 22-338 (LC1D50B7) | 22-361 (LRD3359-65.0) | 22-226 (A50-30-10-81) | 22-254 (TA75DU63) | 61.25 | M-Series | Johnathan Solter Sep 15, 2022 06:43 AM | 0.7 (460V/3PH) |  | 1770 | TBD | TBD | TBD | TBD |  | TBD |  | N/A
40-3-460-T | 40 | 3 - TEFC | 460 | 6 AWG | 10 AWG Green | 3/4" | 52 | 26-740 (EM4110T) | 48 | EM4110T - https://www.baldor.com/catalog/EM4110T | 324T | 52.7 | 22-379-01 (BFX1020) | 22-174 (OT63F3) | 22-338-01 (BF5000A02460) | 22-361-01 (RF826500) 46-65 | 22-110 (B300-2935-1) @460V | 50-740 (ACH580-01-052A-4) |  | 22-285 (GA063A) | N/A | BF5000A02460 - https://www.lovatoelectric.com/BF5000A02460/BF5000A02460/snp | RF826500 - https://www.lovatoelectric.com/RF826500/RF826500/snp | 52.8 | 49.5 | 23-740 (ACH550-UH-072A-4) | 22-379 (LADN20) | 22-338 (LC1D50B7) | 22-361 (LRD3359-65.0) | 22-226 (A50-30-10-81) | 22-254 (TA75DU63) | 60 | M-Series | Johnathan Solter Sep 15, 2022 06:43 AM | 0.7 (460V/3PH) |  | 1775 | TBD | TBD | TBD | TBD |  | TBD |  | N/A
40-3-575 | 40 | 3 - ODP | 575 | 6 AWG | 10 AWG Green | 3/4" | 41 | 26-840 (EM2539T-5) | 40 | EM2539T-5 - https://www.baldor.com/catalog/EM2539T-5 | 324T | 41.5 | 22-379-01 (BFX1020) | 22-174 (OT63F3) | 22-338-01 (BF5000A02460) | 22-360-01 (RF825000) 35-50 | 22-115 (B300-2950-1) @575V | 50-540 (ACH580-01-041A-6) |  | 22-285 (GA063A) | N/A | BF5000A02460 - https://www.lovatoelectric.com/BF5000A02460/BF5000A02460/snp | RF825000 - https://www.lovatoelectric.com/RF825000/RF825000/snp | 44 | 41.2 | 23-554 (ACH550-UH--041A-6) | 22-379 (LADN20) | 22-338 (LC1D50B7) | 22-360 (LRD3357-50.0) | 22-226 (A50-30-10-81) | 22-253 (TA75DU52) | 50 | M-Series | Johnathan Solter Sep 15, 2022 06:43 AM | 0.5 (575V/3PH) |  | 1770 | TBD | TBD | TBD | TBD |  | TBD |  | N/A
40-3-575-T | 40 | 3 - TEFC | 575 | 6 AWG | 10 AWG Green | 3/4" | 41 | 26-940 (EM4110T-5) | 39 | EM4110T-5 - https://www.baldor.com/catalog/EM4110T-5 | 324T | 41.5 | 22-379-01 (BFX1020) | 22-174 (OT63F3) | 22-338-01 (BF5000A02460) | 22-360-01 (RF825000) 35-50 | 22-115 (B300-2950-1) @575V | UNKNOWN |  | 22-285 (GA063A) | N/A | BF5000A02460 - https://www.lovatoelectric.com/BF5000A02460/BF5000A02460/snp | RF825000 - https://www.lovatoelectric.com/RF825000/RF825000/snp | 43 | 40.2 | 23-554 (ACH550-UH--041A-6) | 22-379 (LADN20) | 22-338 (LC1D50B7) | 22-360 (LRD3357-50.0) | 22-226 (A50-30-10-81) | 22-253 (TA75DU52) | 48.75 | M-Series | Johnathan Solter Sep 15, 2022 06:43 AM | 0.5 (575V/3PH) |  | 1775 | TBD | TBD | TBD | TBD |  | TBD |  | N/A
50-3-208 | 50 | 3 - ODP | 208 | 3/O AWG | 6 AWG Green | 2" | 143 | 26-650 (EM2543T) | 121 | EM2543T - https://www.baldor.com/catalog/EM2543T | 326T | 144.4 | UNKNOWN | 22-562 (OT200U03) | UNKNOWN | UNKNOWN | 22-114 (B300-2949-1) @208V | 50-850 (ACH580-01-143A-2) |  | 22-204 (GL0200C1UL) | N/A |  |  | 133.2 | 124.7 | 23-850 (ACH550-UH-143A-2) | UNKNOWN | UNKNOWN | UNKNOWN | UNKNOWN | UNKNOWN | 151.25 | M-Series | Johnathan Solter Sep 15, 2022 06:43 AM | 1.4 (208V/3PH) |  | 1775 | TBD | TBD | TBD | TBD |  | TBD |  | N/A
50-3-208-T | 50 | 3 - TEFC | 208 | 3/O AWG | 6 AWG Green | 2" | 143 | 26-750 (EM4115T) | 126 | EM4115T - https://www.baldor.com/catalog/EM4115t | 326T | 144.4 | UNKNOWN | 22-562 (OT200U03) | UNKNOWN | UNKNOWN | 22-114 (B300-2949-1) @208V | 50-850 (ACH580-01-143A-2) |  | 22-204 (GL0200C1UL) | N/A |  |  | 138.7 | 129.8 | 23-850 (ACH550-UH-143A-2) | UNKNOWN | UNKNOWN | UNKNOWN | UNKNOWN | UNKNOWN | 157.5 | M-Series | Johnathan Solter Sep 15, 2022 06:42 AM | 1.4 (208V/3PH) |  | 1775 | TBD | TBD | TBD | TBD |  | TBD |  | N/A
50-3-230 | 50 | 3 - ODP | 230 | 2/O AWG | 6 AWG Green | 1-1/2" | 130 | 26-650 (EM2543T) | 114 | EM2543T - https://www.baldor.com/catalog/EM2543T | 326T | 131.3 | UNKNOWN | 22-562 (OT200U03) | UNKNOWN | UNKNOWN | 22-111 (B300-2948-1 @230V | 50-850 (ACH580-01-143A-2) |  | 22-204 (GL0200C1UL) | N/A | BF11500A02460 - https://www.lovatoelectric.com/BF11500A02460/BF11500A02460/snp |  | 125.4 | 117.5 | 23-851 (ACH550-UH-143A-3) | UNKNOWN | UNKNOWN | UNKNOWN | UNKNOWN | UNKNOWN | 142.5 | M-Series | Johnathan Solter Sep 15, 2022 06:43 AM | 1.3 (230V/3PH) |  | 1775 | TBD | TBD | TBD | TBD |  | TBD |  | N/A
50-3-230-T | 50 | 3 - TEFC | 230 | 2/O AWG | 6 AWG Green | 1-1/2" | 130 | 26-750 (EM4115T) | 116 | EM4115T - https://www.baldor.com/catalog/EM4115t | 326T | 131.3 | UNKNOWN | 22-562 (OT200U03) | UNKNOWN | UNKNOWN | 22-111 (B300-2948-1 @230V | 50-850 (ACH580-01-143A-2) |  | 22-204 (GL0200C1UL) | N/A |  |  | 127.6 | 119.5 | 23-851 (ACH550-UH-143A-3) | UNKNOWN | UNKNOWN | UNKNOWN | UNKNOWN | UNKNOWN | 145 | M-Series | Johnathan Solter Sep 15, 2022 06:42 AM | 1.3 (230V/3PH) |  | 1775 | TBD | TBD | TBD | TBD |  | TBD |  | N/A
50-3-460 | 50 | 3 - ODP | 460 | 4 AWG | 8 AWG Green | 1" | 65 | 26-650 (EM2543T) | 57 | EM2543T - https://www.baldor.com/catalog/EM2543T | 326T | 65.7 | 22-379-01 (BFX1020) | 22-175 (OT80F3) | 22-339-01 (BF6500A02460) | 22-361-01 (RF826500) 46-65 | 22-110 (B300-2935-1) @460V | 50-750 (ACH580-01-065A-4) |  | 22-286 (GA080A) | N/A | BF6500A02460 - https://www.lovatoelectric.com/BF6500A02460/BF6500A02460/snp | RF826500 - https://www.lovatoelectric.com/RF826500/RF826500/snp | 62.7 | 58.8 | 23-750 (ACH550-UH-078A-4) | UNKNOWN | UNKNOWN | 22-361 (LRD3359-65.0) | UNKNOWN | UNKNOWN | 71.25 | M-Series | Johnathan Solter Sep 15, 2022 06:42 AM | 0.7 (460V/3PH) |  | 1775 | TBD | TBD | TBD | TBD |  | TBD |  | N/A
50-3-460-T | 50 | 3 - TEFC | 460 | 4 AWG | 8 AWG Green | 1" | 65 | 26-750 (EM4115T) | 58 | EM4115T - https://www.baldor.com/catalog/EM4115t | 326T | 65.7 | 22-379-01 (BFX1020) | 22-175 (OT80F3) | 22-339-01 (BF6500A02460) | 22-361-01 (RF826500) 46-65 | 22-110 (B300-2935-1) @460V | 50-750 (ACH580-01-065A-4) |  | 22-286 (GA080A) | N/A | BF6500A02460 - https://www.lovatoelectric.com/BF6500A02460/BF6500A02460/snp | RF826500 - https://www.lovatoelectric.com/RF826500/RF826500/snp | 63.8 | 59.8 | 23-750 (ACH550-UH-078A-4) | UNKNOWN | UNKNOWN | 22-361 (LRD3359-65.0) | UNKNOWN | UNKNOWN | 72.5 | M-Series | Johnathan Solter Sep 15, 2022 06:42 AM | 0.7 (460V/3PH) |  | 1775 | TBD | TBD | TBD | TBD |  | TBD |  | N/A
50-3-575 | 50 | 3 - ODP | 575 | 4 AWG | 8 AWG Green | 1" | 52 |  |  |  | 326T | 52.5 | UNKNOWN | 22-175 (OT80F3) | UNKNOWN | UNKNOWN | 22-115 (B300-2950-1) @575V | 50-550 (ACH580-01-052A-6) |  | 22-286 (GA080A) | N/A |  |  | 0 | 0 | 23-551 (ACH550-UH-052A-6) | UNKNOWN | UNKNOWN | UNKNOWN | UNKNOWN | UNKNOWN | 0 | M-Series | Johnathan Solter Sep 15, 2022 06:42 AM | 0.5 (575V/3PH) |  |  | TBD | TBD | TBD | TBD |  | TBD |  | N/A
50-3-575-T | 50 | 3 - TEFC | 575 | 4 AWG | 8 AWG Green | 1" | 52 |  |  |  | 326T | 52.5 | UNKNOWN | 22-175 (OT80F3) | UNKNOWN | UNKNOWN | 22-115 (B300-2950-1) @575V | UNKNOWN |  | 22-286 (GA080A) | N/A |  |  | 0 | 0 | 23-551 (ACH550-UH-052A-6) | UNKNOWN | UNKNOWN | UNKNOWN | UNKNOWN | UNKNOWN | 0 | M-Series | Johnathan Solter Sep 15, 2022 06:42 AM | 0.5 (575V/3PH) |  |  | TBD | TBD | TBD | TBD |  | TBD |  | N/A
60-3-208-T | 60 | 3 - TEFC | 208 | 4/O AWG | 6 AWG Green | 2" | 169 |  |  |  | 364T | 170.4 | UNKNOWN | 22-562 (OT200U03) | UNKNOWN | UNKNOWN | 22-114 (B300-2949-1) @208V | 50-860 (ACH580-01-169A-2) |  | 22-204 (GL0200C1UL) | N/A |  |  | 0 | 0 | 23-860 | UNKNOWN | UNKNOWN | UNKNOWN | UNKNOWN | UNKNOWN | 0 | M-Series | Johnathan Solter Sep 15, 2022 06:42 AM | 1.4 (208V/3PH) |  |  | TBD | TBD | TBD | TBD |  | TBD |  | N/A
60-3-208 | 60 | 3 - ODP | 208 | 4/O AWG | 6 AWG Green | 2" | 169 | 26-660 (EM2547T) | 144 | EM2547T - https://www.baldor.com/catalog/EM2547T | 364T | 170.4 | UNKNOWN | 22-562 (OT200U03) | UNKNOWN | UNKNOWN | 22-114 (B300-2949-1) @208V | 50-860 (ACH580-01-169A-2) |  | 22-204 (GL0200C1UL) | N/A |  |  | 158.4 | 148.4 | 23-860 | UNKNOWN | UNKNOWN | UNKNOWN | UNKNOWN | UNKNOWN | 180 | M-Series | Johnathan Solter Sep 15, 2022 06:42 AM | 1.4 (208V/3PH) |  | 1775 | TBD | TBD | TBD | TBD |  | TBD |  | N/A
60-3-230 | 60 | 3 - ODP | 230 | 3/O AWG | 6 AWG Green | 2" | 154 | 26-660 (EM2547T) | 136 | EM2547T - https://www.baldor.com/catalog/EM2547T | 364T | 155.3 | Not Available | 22-562 (OT200U03) | 22-382-01 (11B1800024) | 22-384-01 (RF200200) | 22-111 (B300-2948-1 @230V | 50-860 (ACH580-01-169A-2) |  | 22-204 (GL0200C1UL) | N/A | 11B1800024 - https://lovatousa.com/11B1800024/11B1800024/snp | RF200200 - https://lovatousa.com/RF200200/RF200200/snp | 149.7 | 140.1 | 23-860 | UNKNOWN | UNKNOWN | UNKNOWN | UNKNOWN | UNKNOWN | 170 | M-Series | Johnathan Solter Sep 15, 2022 06:42 AM | 1.3 (230V/3PH) |  | 1775 | TBD | TBD | TBD | TBD |  | TBD |  | N/A
60-3-230-T | 60 | 3 - TEFC | 230 | 3/O AWG | 6 AWG Green | 2" | 154 |  |  |  | 364T | 155.3 | Not Available | 22-562 (OT200U03) | 22-382-01 (11B1800024) | 22-384-01 (RF200200) | 22-111 (B300-2948-1 @230V | 50-860 (ACH580-01-169A-2) |  | 22-204 (GL0200C1UL) | N/A | 11B1800024 - https://lovatousa.com/11B1800024/11B1800024/snp | RF200200 - https://lovatousa.com/RF200200/RF200200/snp | 0 | 0 | 23-860 | UNKNOWN | UNKNOWN | UNKNOWN | UNKNOWN | UNKNOWN | 0 | M-Series | Johnathan Solter Sep 15, 2022 06:42 AM | 1.3 (230V/3PH) |  |  | TBD | TBD | TBD | TBD |  | TBD |  | N/A
60-3-460 | 60 | 3 - ODP | 460 | 2 AWG | 8 AWG Green | 1-1/4" | 77 | 26-660 (EM2547T) | 68 | EM2547T - https://www.baldor.com/catalog/EM2547T | 364T | 77.7 | 22-379-01 (BFX1020) | 22-175 (OT80F3) | 22-342-01 (BF8000A02460) | 22-369-01 (RF828200) 60-82 | 22-110 (B300-2935-1) @460V | 50-760 (ACH580-01-077A-4) |  | 22-286 (GA080A) | N/A | BF8000A02460 - https://www.lovatoelectric.com/BF8000A02460/BF8000A02460/snp | RF828200 - https://www.lovatoelectric.com/RF828200/RF828200/snp | 74.9 | 70.1 | 23-760 (ACH550-UH-078A-4) | UNKNOWN | UNKNOWN | 22-370 (LRD3363-80.0) | UNKNOWN | UNKNOWN | 85 | M-Series | Johnathan Solter Sep 15, 2022 06:42 AM | 0.7 (460V/3PH) |  | 1775 | TBD | TBD | TBD | TBD |  | TBD |  | N/A
60-3-460-T | 60 | 3 - TEFC | 460 | 2 AWG | 8 AWG Green | 1-1/4" | 77 |  |  | EM4314T - https://www.baldor.com/catalog/EM4314t | 364T | 77.7 | UNKNOWN | 22-175 (OT80F3) | UNKNOWN | UNKNOWN | 22-110 (B300-2935-1) @460V | 50-760 (ACH580-01-077A-4) |  | 22-286 (GA080A) | N/A |  |  | 0 | 0 | 23-760 (ACH550-UH-078A-4) | UNKNOWN | UNKNOWN | UNKNOWN | UNKNOWN | UNKNOWN | 0 | M-Series | Johnathan Solter Sep 15, 2022 06:42 AM | 0.7 (460V/3PH) |  |  | TBD | TBD | TBD | TBD |  | TBD |  | N/A
60-3-575-T | 60 | 3 - TEFC | 575 | 2 AWG | 8 AWG Green | 1-1/4" | 62 |  |  |  | 364T | 62.5 | UNKNOWN | 22-175 (OT80F3) | UNKNOWN | UNKNOWN | 22-115 (B300-2950-1) @575V | UNKNOWN |  | 22-286 (GA080A) | N/A |  |  | 0 | 0 | UNKNOWN | UNKNOWN | UNKNOWN | UNKNOWN | UNKNOWN | UNKNOWN | 0 | M-Series | Johnathan Solter Sep 15, 2022 06:42 AM | 0.5 (575V/3PH) |  |  | TBD | TBD | TBD | TBD |  | TBD |  | N/A
60-3-575 | 60 | 3 - ODP | 575 | 2 AWG | 8 AWG Green | 1-1/4" | 62 | 26-860 (EM2547T-5) | 56 | EM2547T-5 - https://www.baldor.com/catalog/EM2547T-5 | 364T | 62.5 | 22-379-01 (BFX1020) | 22-175 (OT80F3) | 22-339-01 (BF6500A02460) | 22-361-01 (RF826500) 46-65 | 22-115 (B300-2950-1) @575V | 50-560 (ACH580-01-062A-6) | OT80F3 - https://new.abb.com/products/1SCA105798R1001/ot80f3 | 22-286 (GA080A) | N/A | BF6500A02460 - https://www.lovatoelectric.com/BF6500A02460/BF6500A02460/snp | RF826500 - https://www.lovatoelectric.com/RF826500/RF826500/snp | 61.7 | 57.7 | UNKNOWN | UNKNOWN | UNKNOWN | 22-361 (LRD3359-65.0) | UNKNOWN | UNKNOWN | 70 | M-Series | Johnathan Solter Sep 15, 2022 06:42 AM | 0.5 (575V/3PH) |  | 1775 | TBD | TBD | TBD | TBD |  | TBD |  | N/A
75-3-208 | 75 | 3 - ODP | 208 | 300 KCMIL | 4 AWG Green | 2-1/2" | 211 |  |  |  | 365T | 212.4 | UNKNOWN | UNKNOWN | UNKNOWN | UNKNOWN | 22-114 (B300-2949-1) @208V | 50-875 (ACH580-01-211A-2) |  | UNKNOWN | N/A |  |  | 0 | 0 | 23-875 (ACH550-UH-221A-1) | UNKNOWN | UNKNOWN | UNKNOWN | UNKNOWN | UNKNOWN | 0 | M-Series | Johnathan Solter Sep 15, 2022 06:42 AM | 1.4 (208V/3PH) |  |  | TBD | TBD | TBD | TBD |  | TBD |  | N/A
75-3-208-T | 75 | 3 - TEFC | 208 | 300 KCMIL | 4 AWG Green | 2-1/2" | 211 | 26-775 (EM4316T) | 187 | EM4316T - https://www.baldor.com/catalog/EM4316T | 365T | 212.4 | UNKNOWN | UNKNOWN | UNKNOWN | UNKNOWN | 22-114 (B300-2949-1) @208V | 50-875 (ACH580-01-211A-2) |  | UNKNOWN | N/A |  |  | 205.7 | 192.7 | 23-875 (ACH550-UH-221A-1) | UNKNOWN | UNKNOWN | UNKNOWN | UNKNOWN | UNKNOWN | 233.75 | M-Series | Johnathan Solter Sep 15, 2022 06:42 AM | 1.4 (208V/3PH) |  | 1780 | TBD | TBD | TBD | TBD |  | TBD |  | N/A
75-3-230 | 75 | 3 - ODP | 230 | 250 KCMIL | 4 AWG Green | 2" | 192 | 26-675 (EM2551T) | 170 | EM2551T - https://www.baldor.com/catalog/EM2551T | 365T | 193.3 | UNKNOWN | 22-562 (OT200U03) | UNKNOWN | UNKNOWN | 22-111 (B300-2948-1 @230V | 50-875 (ACH580-01-211A-2) |  | 22-204 (GL0200C1UL) | N/A |  |  | 187.1 | 175.1 | 23-875 (ACH550-UH-221A-2) | UNKNOWN | UNKNOWN | UNKNOWN | UNKNOWN | UNKNOWN | 212.5 | M-Series | Johnathan Solter Sep 15, 2022 06:42 AM | 1.3 (230V/3PH) |  | 1775 | TBD | TBD | TBD | TBD |  | TBD |  | N/A
75-3-230-T | 75 | 3 - TEFC | 230 | 250 KCMIL | 4 AWG Green | 2" | 192 | 26-775 (EM4316T) |  | EM4316T - https://www.baldor.com/catalog/EM4316T | 365T | 193.3 | UNKNOWN | 22-562 (OT200U03) | UNKNOWN | UNKNOWN | 22-111 (B300-2948-1 @230V | 50-875 (ACH580-01-211A-2) |  | 22-204 (GL0200C1UL) | N/A |  |  | 0 | 0 | 23-875 (ACH550-UH-221A-2) | UNKNOWN | UNKNOWN | UNKNOWN | UNKNOWN | UNKNOWN | 0 | M-Series | Johnathan Solter Sep 15, 2022 06:43 AM | 1.3 (230V/3PH) |  | 1780 | TBD | TBD | TBD | TBD |  | TBD |  | N/A
75-3-460-T | 75 | 3 - TEFC | 460 | 1 AWG | 6 AWG Green | 1-1/2" | 96 | 26-775 (EM4316T) | 86 | EM4316T - https://www.baldor.com/catalog/EM4316T | 365T | 96.7 | 22-379-01 (BFX1020) | 22-167 (OT100F3) | 22-343-01 (BF11500A02460) | 22-374-01 (RF110110) 90-110 | 22-110 (B300-2935-1) @460V | 50-775 (AHC580-01-096A-4) |  | 22-163 (GA100A) | N/A | BF11500A02460 - https://www.lovatoelectric.com/BF11500A02460/BF11500A02460/snp | RF110110 - https://www.lovatoelectric.com/RF110110/RF110110/snp | 94.7 | 88.6 | 23-775 (AHC550-UH-097A-4) | UNKNOWN | UNKNOWN | 22-373 (LRD4365-104.0) | UNKNOWN | UNKNOWN | 107.5 | M-Series | Johnathan Solter Nov 9, 2022 09:29 AM | 0.7 (460V/3PH) |  | 1780 | TBD | TBD | TBD | TBD |  | TBD |  | N/A
75-3-460 | 75 | 3 - ODP | 460 | 1 AWG | 6 AWG Green | 1-1/2" | 96 | 26-675 (EM2551T) | 85 | EM2551T - https://www.baldor.com/catalog/EM2551T | 365T | 96.7 | 22-379-01 (BFX1020) | 22-167 (OT100F3) | 22-343-01 (BF11500A02460) | 22-374-01 (RF110110) 90-110 | 22-110 (B300-2935-1) @460V | 50-775 (AHC580-01-096A-4) |  | 22-163 (GA100A) | N/A | BF11500A02460 - https://www.lovatoelectric.com/BF11500A02460/BF11500A02460/snp | RF110095 - https://www.lovatoelectric.com/RF110095/RF110095/snp | 93.6 | 87.6 | 23-775 (AHC550-UH-097A-4) | UNKNOWN | UNKNOWN | 22-373 (LRD4365-104.0) | UNKNOWN | UNKNOWN | 106.25 | M-Series | Johnathan Solter Nov 9, 2022 09:29 AM | 0.7 (460V/3PH) |  | 1775 | TBD | TBD | TBD | TBD |  | TBD |  | N/A
75-3-575-T | 75 | 3 - TEFC | 575 | 1 AWG | 6 AWG Green | 1-1/2" | 77 | 26-975 (EM4316T-5) | 68.7 | EM4316T-5 - https://www.baldor.com/catalog/EM4316T-5 | 365T | 77.5 | 22-379-01 (BFX1020) | 22-175 (OT80F3) | 22-342-01 (BF8000A02460) | 22-369-01 (RF828200) 60-82 | 22-115 (B300-2950-1) @575V | UNKNOWN |  | 22-286 (GA080A) | N/A | BF8000A02460 - https://www.lovatoelectric.com/BF8000A02460/BF8000A02460/snp | RF828200 - https://www.lovatoelectric.com/RF828200/RF828200/snp | 75.6 | 70.8 | UNKNOWN | UNKNOWN | UNKNOWN | 22-370 (LRD3363-80.0) | UNKNOWN | UNKNOWN | 85.875 | M-Series | Johnathan Solter Sep 15, 2022 06:43 AM | 0.5 (575V/3PH) |  | 1780 | TBD | TBD | TBD | TBD |  | TBD |  | N/A
75-3-575 | 75 | 3 - ODP | 575 | 1 AWG | 6 AWG Green | 1-1/2" | 77 | 26-875 (EM2551T-5) | 68 | EM2551T-5 - https://www.baldor.com/catalog/EM2551T-5 | 365T | 77.5 | 22-379-01 (BFX1020) | 22-175 (OT80F3) | 22-342-01 (BF8000A02460) | 22-369-01 (RF828200) 60-82 | 22-115 (B300-2950-1) @575V | 50-575 (ACH580-01-077A-6) |  | 22-286 (GA080A) | N/A | BF8000A02460 - https://www.lovatoelectric.com/BF8000A02460/BF8000A02460/snp | RF828200 - https://www.lovatoelectric.com/RF828200/RF828200/snp | 74.9 | 70.1 | UNKNOWN | UNKNOWN | UNKNOWN | 22-370 (LRD3363-80.0) | UNKNOWN | UNKNOWN | 85 | M-Series | Johnathan Solter Sep 15, 2022 06:42 AM | 0.5 (575V/3PH) |  | 1775 | TBD | TBD | TBD | TBD |  | TBD |  | N/A
100-3-208-T | 100 | 3 - TEFC | 208 | UNKNOWN | UNKNOWN | UNKNOWN | 273 |  |  |  | 405T | 274.4 | UNKNOWN | UNKNOWN | UNKNOWN | UNKNOWN | 22-114 (B300-2949-1) @208V | UNKNOWN |  | UNKNOWN | N/A |  |  | 0 | 0 | UNKNOWN | UNKNOWN | UNKNOWN | UNKNOWN | UNKNOWN | UNKNOWN | 0 | M-Series | Johnathan Solter Sep 15, 2022 06:43 AM | 1.4 (208V/3PH) |  |  | TBD | TBD | TBD | TBD |  | TBD |  | N/A
100-3-208 | 100 | 3 - ODP | 208 | UNKNOWN | UNKNOWN | UNKNOWN | 273 |  |  |  | 405T | 274.4 | UNKNOWN | UNKNOWN | UNKNOWN | UNKNOWN | 22-114 (B300-2949-1) @208V | UNKNOWN |  | UNKNOWN | N/A |  |  | 0 | 0 | UNKNOWN | UNKNOWN | UNKNOWN | UNKNOWN | UNKNOWN | UNKNOWN | 0 | M-Series | Johnathan Solter Sep 15, 2022 06:43 AM | 1.4 (208V/3PH) |  |  | TBD | TBD | TBD | TBD |  | TBD |  | N/A
100-3-230 | 100 | 3 - ODP | 230 | UNKNOWN | UNKNOWN | UNKNOWN | 248 |  |  |  | 405T | 249.3 | UNKNOWN | UNKNOWN | UNKNOWN | UNKNOWN | 22-111 (B300-2948-1 @230V | UNKNOWN |  | UNKNOWN | N/A |  |  | 0 | 0 | UNKNOWN | UNKNOWN | UNKNOWN | UNKNOWN | UNKNOWN | UNKNOWN | 0 | M-Series | Johnathan Solter Sep 15, 2022 06:43 AM | 1.3 (230V/3PH) |  |  | TBD | TBD | TBD | TBD |  | TBD |  | N/A
100-3-230-T | 100 | 3 - TEFC | 230 | UNKNOWN | UNKNOWN | UNKNOWN | 248 | 26-799 (EM4400T) | 224 | EM4400T - https://www.baldor.com/catalog/EM4400T | 405T | 249.3 | UNKNOWN | UNKNOWN | UNKNOWN | UNKNOWN | 22-111 (B300-2948-1 @230V | UNKNOWN |  | UNKNOWN | N/A |  |  | 246.5 | 230.8 | UNKNOWN | UNKNOWN | UNKNOWN | UNKNOWN | UNKNOWN | UNKNOWN | 280 | M-Series | Johnathan Solter Sep 15, 2022 06:43 AM | 1.3 (230V/3PH) |  | 1785 | TBD | TBD | TBD | TBD |  | TBD |  | N/A
100-3-460 | 100 | 3 - ODP | 460 | UNKNOWN | UNKNOWN | UNKNOWN | 124 |  |  |  | 405T | 124.7 | UNKNOWN | 22-562 (OT200U03) | UNKNOWN | UNKNOWN | 22-110 (B300-2935-1) @460V | (ACH580-01-124A-4) |  | 22-204 (GL0200C1UL) | N/A |  |  | 0 | 0 | 23-799 (ACH550-UH-125A-4) | UNKNOWN | UNKNOWN | UNKNOWN | UNKNOWN | UNKNOWN | 0 | M-Series | Johnathan Solter Sep 15, 2022 06:43 AM | 0.7 (460V/3PH) |  |  | TBD | TBD | TBD | TBD |  | TBD |  | N/A
100-3-460-T | 100 | 3 - TEFC | 460 | UNKNOWN | UNKNOWN | UNKNOWN | 124 | 26-799 (EM4400T) | 112 | EM4400T - https://www.baldor.com/catalog/EM4400T | 405T | 124.7 | UNKNOWN | 22-562 (OT200U03) | UNKNOWN | UNKNOWN | 22-110 (B300-2935-1) @460V | (ACH580-01-124A-4) |  | 22-204 (GL0200C1UL) | N/A |  |  | 123.3 | 115.4 | 23-799 (ACH550-UH-125A-4) | UNKNOWN | UNKNOWN | UNKNOWN | UNKNOWN | UNKNOWN | 140 | M-Series | Johnathan Solter Sep 15, 2022 06:43 AM | 0.7 (460V/3PH) |  | 1785 | TBD | TBD | TBD | TBD |  | TBD |  | N/A
100-3-575-T | 100 | 3 - TEFC | 575 | UNKNOWN | UNKNOWN | UNKNOWN | 99 |  |  |  | 405T | 99.5 | UNKNOWN | 22-167 (OT100F3) | UNKNOWN | UNKNOWN | 22-115 (B300-2950-1) @575V | UNKNOWN |  | 22-163 (GA100A) | N/A |  |  | 0 | 0 | UNKNOWN | UNKNOWN | UNKNOWN | UNKNOWN | UNKNOWN | UNKNOWN | 0 | M-Series | Johnathan Solter Sep 15, 2022 06:43 AM | 0.5 (575V/3PH) |  |  | TBD | TBD | TBD | TBD |  | TBD |  | N/A
100-3-575 | 100 | 3 - ODP | 575 | UNKNOWN | UNKNOWN | UNKNOWN | 99 |  |  |  | 405T | 99.5 | UNKNOWN | 22-167 (OT100F3) | UNKNOWN | UNKNOWN | 22-115 (B300-2950-1) @575V | UNKNOWN |  | 22-163 (GA100A) | N/A |  |  | 0 | 0 | UNKNOWN | UNKNOWN | UNKNOWN | UNKNOWN | UNKNOWN | UNKNOWN | 0 | M-Series | Johnathan Solter Sep 15, 2022 06:43 AM | 0.5 (575V/3PH) |  |  | TBD | TBD | TBD | TBD |  | TBD |  | N/A
125-3-460 | 125 | 3 - ODP | 460 | UNKNOWN | UNKNOWN | UNKNOWN | 156 | 26-612 (EM2559T-4) | 143 | EM2559T-4 - https://www.baldor.com/catalog/EM2559T-4 | 405T | 156.7 | UNKNOWN | 22-562 (OT200U03) | UNKNOWN | UNKNOWN | 22-110 (B300-2935-1) @460V | (ACH580-01-156A-4) |  | 22-204 (GL0200C1UL) | N/A |  |  | 157.3 | 147.3 | 23-712 | UNKNOWN | UNKNOWN | UNKNOWN | UNKNOWN | UNKNOWN | 178.75 | M-Series | Johnathan Solter Sep 15, 2022 06:42 AM | 0.7 (460V/3PH) |  | 1775 | TBD | TBD | TBD | TBD |  | TBD |  | N/A
[7 empty] | 7112.9 |  | 4459.51 |  |  | 7238.6 | [11 empty] | 4913.9 | 36.8104 | [6 empty] | 5578.3875 | [11 empty] | 248
Name | HP | PH | Voltage | Motor Wire | Grounding | Conduit Size | NEC FLA | Motor P/N | Baldor FLA | Baldor Link | Frame # | Total Unit Amps | Aux Contact 3 | Std. Disc 1 (ABB) | Contactor 3 | Overload 3 | Supply Transformer | VFD 2 P/N | Disc. 1 (ABB) | Std. Disc 2 (Lovato) | HM110-115 Disc 1 (ABB) | Contactor 3 Link | Overload 3 Link | 110% FLA | 103% FLA | VFD 1 P/N | Aux Contact 2 | Contactor 2 | Overload 2 | Contactor 1 | Overload 1 | Amps for AWG | Used On | Last Updated | Unit Control Amps | link to M Drives w/VFD Only | Speed | S10 Conduit Assembly | S15 Conduit Assembly | S20 Conduit Assembly | Reducing Washer | Motor J-Box Opening | Connector | Connector Qty | HM110-115 Disc 2 (Lovato)